## Cover
Cover
Dx-Connected Energy Storage Financial Gap Calculator
July 17, 2026
Disclaimer
|  | Contents |  |  | Cell Style Legend
This file contains the following worksheets:
[5 empty] | ### | Essential inputs are shaded yellow
|  |  | Name | Description/Purpose
|  |  | Case Descriptions | Describes the sixteen representative cases that were modeled through this exercise | ### | Model inputs
|  |  | Benefits Summary | Outlines the key assumptions for each of the relevant benefit streams
|  |  | Gap Calculator | Select the desired case and view the resulting financial gap | ## | Technical details, cannot be modified by user
|  |  | Dashboard | View charts generated from the selected case
|  |  | Benefits | View revenue projections for all the use cases which have been directly input from CES ¦ CoMETS - Proprietary optimization tool | ## | Indicate unit of the parameter
|  |  | Inputs | Key input values such as CapEx and financial assumptions are viewable and editable | ## | Calculated values
|  |  | Capacity Values | Values used to calculate Market Participant's capacity revenues are viewable and editable | ## | Instructions to user are in purple text
|  |  | Rev&Exp | Shows financial revenue streams and expenses for the selected use case
|  |  | Fin Inputs | Contains all inputs and underlying assumptions for the financial pro forma
|  |  | IRR | View investor returns with dividend pay-out and terminal value calculations
|  |  | Fin Statement | Annual Income Statement, Cash Flow Statement, and Balance Sheet for the selected investment term
|  |  | Draws | Shows monthly drawdowns during construction
|  |  | Dep-Tax-WC | Depreciation, Tax, and Working Capital calculations
|  |  | Debt | Shows long-term debt schedule, if applicable
Updating Assumptions
|  |  | Assumption | User-Adjustable?
|  |  | Total system cost ($) including contingency percentage | Yes
|  |  | Operating expenses and annual escalation | Yes
|  |  | Capital structure, including debt/equity split, interest rate, loan tenure, cost of equity, and tax rate | Yes
|  |  | Depreciation structure | Yes
|  |  | Investment Tax Credit (ITC) value | Yes
|  |  | One-time avoided cost value of Participant Backup Generator | Yes
|  |  | PJM capacity pricing and accreditation value | Yes
|  |  | ESS project parameters (capacity, duration, RTE, state-of-charge limitations) | No, requires external support
|  |  | Charging rate structure and values | No, requires external support
|  |  | Grid Services Tariff structure and values including defined event periods | No, requires external support
|  |  | Market forecasts other than capacity (energy, ancillary services) | No, requires external support
|  |  | Ancillary service participation | No, requires external support
|  |  | COD year | No, requires external support
|  |  | Project term length | No, requires external support
|  |  | Incorporating new revenue streams (e.g., changing from being a load reducer to a generation asset) | No, requires external support
|  |  | Incorporating new PJM market rules | No, requires external support
This tool calculates a Financial Gap for a number of representative project configurations. All projects are distribution-connected and located in Maryland. This tool was prepared for the Maryland PSC in support of the Grid Services Design Study that was submited by Customized Energy Solution, Ltd. (CES) with support from Apex Analytics, LLC (Apex).
The tool calculates the difference between the total projected project revenues and the total project costs. This difference is the financial gap of the project, or the required additional incentive a project would require to be economically feasible. If there is no gap, then the project's revenues exeed the costs. These values represent representative values. Actual projects costs and revenues will likely differ from the values presented here and the goal of the tool was to show an "average" project.
Revenues are based uopn CES energy and ancillary servie market pricing and compensation values for the grid services reflect the latest EmPOWER values as of July 17, 2026. The report, titled " Design and Development of a Grid Services Tariff and Incentive Framework for Distribution-Connected Storage" goes into greater detail on the rationale behind the key assumption used in this tool.
This deliverable was prepared by Cusomtized Energy Solutions, Ltd. for the sole use and benefit of, and pursuant to a client relationship exclusively with the Maryland Public Services Commision ("Client"). The work presented in this deliverable represents CES's professional judgement based on the information available at the time this deliverable was prepared. The information in this deliverable may not be relied upon by anyone other than Client. Accordingly, CES disclaims any contractual or other responsibility to others based on their access to or use of the deliverable.
This workbook includes user-adjustable assumptions that can be updated to reflect changes in project costs, financial assumptions, and market inputs. Editable inputs are identified by blue text and are located primarily within the Inputs tab (with capacity market assumptions maintained in the Capacity Values tab). Updates to these assumptions will flow through the financial calculations and update the resulting financial gap, project returns, costs, and benefits.
Users should be aware that the workbook does not re-optimize battery dispatch. The dispatch profile and associated benefit streams are generated externally using CES’s optimization platform and imported into the workbook. Any changes that could impact battery operations, market participation, or dispatch behavior (including system configuration, charging structure, market forecasts, project timing, or new revenue streams) require the underlying optimization model to be updated and rerun before incorporating changes into this workbook. Modifications made directly within the workbook should be limited to assumptions that do not alter the modeled dispatch behavior.

## Case Descriptions
Case Descriptions
Modeled Energy Storage Configurations
| Case # | Use Case | Capacity | Duration | Location | Standalone or PV paired? | Load Reducer vs. Market Participant
| 1 | Residential | 5 kW | 2 hr | BG&E Territory | Paired | Load Reducer
| 2 |  | 25 kW | 2 hr
| 3 | C&I | 500 kW | 2 hr | BG&E Territory | Standalone | Load Reducer
| 4 |  | 500 kW | 4 hr
| 5 |  | 1 MW | 2 hr
| 6 |  | 1 MW | 4 hr
| 7 |  | 2 MW | 2 hr
| 8 |  | 2 MW | 4 hr
| 9 | FTM | 2 MW | 2 hr | BG&E Territory | Standalone | Market Participant
| 10 |  | 2 MW | 4 hr
| 11 |  | 5 MW | 2 hr
| 12 |  | 5 MW | 4 hr
| 13 | FTM | 2 MW | 2 hr | BG&E Territory | Standalone | Load Reducer
| 14 |  | 2 MW | 4 hr
| 15 |  | 5 MW | 2 hr
| 16 |  | 5 MW | 4 hr
For more detailed information on the representative cases, refer to the report, titled "Design and Development of a Grid Services Tariff and Incentive Framework for Distribution-Connected Storage".

## Benefits Summary
Benefits Summary
Overview of Benefits
| Benefit Category | Benefit | Description of Benefit | Measurement Approach | Basis for Compensation Rate
| PJM Market | Capacity Payment | Settlement from PJM from participating as a supply in the annual capacity auction (BRA) | Nameplate capacity (kW) and ELCC value | EmPOWER Values for BRA auction results & PJM ELCC rates
|  | Energy Arbitrage | Selling energy directly into the PJM energy market | Discharge value (kWh) | CES LMP forecasts
|  | Spin Revenue | Participating in PJM Ancillary Services market | Per PJM compensation mechanism | CES Spin forecasts & clearing probabilities
|  | Reg Revenue | Participating in PJM Ancillary Services market | Per PJM compensation mechanism | CES regulation forecasts & clearing probabilities
|  | Incurred Energy Charges (Cost) | Cost of charging energy | Charging energy (kWh) | CES LMP forecasts
|  | Contract Demand Charges Fixed (Cost) | Cost of as-used demand charges ($/kWh) as specified either in the WDS or BGE rate class | Demand (kW) | WDS values, BGE retail rate, or competitve supply contract
|  | Customer Charges/ Fixed Charges (Cost) | Fixed monthly customer charge | Fixed charge that is not impacted by usage | WDS values or BGE retail rate
| Retail Bill Savings | Energy Savings | Retail bill savings from reducing cost of energy supply (either by reducing total volume of supply or shifting load to lower cost hours) | Customer energy usage (kWh) | BGE retail rate or competitive supply contract
|  | Demand Savings | Retail bill savings from reducing demand charges related to delivery, transmission, and capacity demand | Customer load during assessment period (kW) | BGE retail rate or competitive supply contract
| Grid Services | Energy Generation | Compensating for energy that is being exported back to the grid | For C&I projects, export only For FTM, BESS net discharge | CES LMP forecasts
|  | Generation Capacity | Reducing futue volume of capacity solicited in RPM auctions | For C&I projects, export only For FTM and Resi, BESS net discharge | EmPOWER values
|  | Transmission Capacity | Reducing future transmission investmnet | For C&I projects, export only For FTM and Resi, BESS net discharge | EmPOWER values
|  | Distribution Capacity | Reducing future distribution investment | For C&I projects, export only For FTM and Resi, BESS net discharge | EmPOWER values
|  | GHG Impacts | Reducing carbon emissions | Net discharge | EmPOWER values
|  | Market Price Effects - Wholesale Energy | DRIPE Energy | Net discharge during events | EmPOWER values
|  | Market Price Effects - Wholesale Capacity | DRIPE capacity | Net discharge | EmPOWER values
| Host Benefit | Avoided Cost of Participant Backup Generator | Reducing need for backup generation on site | Nameplate capacity (kW) | $400/kW to be applied at COD
Benefit Eligibility by Project Type
| Benefit Category | Benefit | Relevant to residential projects? | Relevant to C&I projects? | Relevant to FTM - Market Participant projects? | Relevant to FTM - Load Reducer projects?
| PJM Market | Capacity Payment | No | No | Yes | No
|  | Energy Arbitrage | No | No | Yes | No
|  | Spin Revenue | No | Yes | Yes | Yes
|  | Reg Revenue | No | Yes | Yes | Yes
|  | Incurred Energy Charges (Cost) | No | No | Yes. Will show as a negative charging cost. | Yes. Will show as a negative charging cost.
|  | Contract Demand Charges Fixed (Cost) | No | No | Yes. Will show as a negative charging cost. | Yes. Will show as a negative charging cost.
|  | Customer Charges/ Fixed Charges (Cost) | No | No | Yes. Will show as a negative charging cost. | Yes. Will show as a negative charging cost.
| Retail Bill Savings | Energy Savings | Yes | Yes | No. FTM has no retail bill. | No. FTM has no retail bill.
|  | Demand Savings | Yes. But most residential rate classes do not have demand charges | Yes. Demand savings include demand charge reduction for delivery, transmission, and capacity demand. | No. FTM has no retail bill. | No. FTM has no retail bill.
| Grid Services | Energy Generation | For Net Metered projects, no. For standalone projects, yes. | Yes | No | Yes
|  | Generation Capacity | Yes | Yes | No | Yes
|  | Transmission Capacity | Yes | Yes | Yes | Yes
|  | Distribution Capacity | Yes | Yes | Yes | Yes
|  | GHG Impacts | Yes | Yes | Yes | Yes
|  | Market Price Effects - Wholesale Energy | Yes | Yes | Yes | Yes
|  | Market Price Effects - Wholesale Capacity | Yes | Yes | Yes | Yes
| Host Benefit | Avoided Cost of Participant Backup Generator | Yes | No | No | No
For more detailed information on the benefits and Grid Services, refer to the report, titled "Design and Development of a Grid Services Tariff and Incentive Framework for Distribution-Connected Storage".

## Gap Calculator
Gap Calculator
|  |  | Financial Gap - Per Unit |  | $/MWh | $/MW |  | Unlevered Returns - 20 Years
|  |  | PV of Costs |  | 1556423.4324 | 3112846.8648 |  | IRR w/o TV | % | 4.499%
|  |  | PV of Revenue with ITC |  | 1165965.6177 | 2331931.2353 |  | NPV | $ | -3904.5781 | Re-run the macro if the case is changed
|  |  | PV of Gap |  | 390457.8148 | 780915.6295
|  |  | Financial Gap - Total $ |  |  |  |  | Levered Returns - 20 Years
|  |  | PV of Costs | $ | 15564.2343 |  |  | IRR w/o TV | % | 4.499%
|  |  | PV of Revenue with ITC | $ | 11659.6562 |  |  | NPV | $ | -3904.5781
|  |  | PV of Gap | $ | 3904.5781
|  | Parameters | Units
|  | Case |  | 1 | [47 empty] | 2
|  | Re-iterate the macro if the case is changed | OK |  |  |  |  | Parameter | Unit | NPV | 0 | 1 | 2 | 3 | 4 | 5 | 6 | 7 | 8 | 9 | 10 | 11 | 12 | 13 | 14 | 15 | 16 | 17 | 18 | 19 | 20 | 21 | 22 | 23 | 24 | 25 | 26 | 27 | 28 | 29 | 30 | 31 | 32 | 33 | 34 | 35 | 36 | 37 | 38 | 39 | 40 | 3
[8 empty] | Year |  |  | 2027 | 2028 | 2029 | 2030 | 2031 | 2032 | 2033 | 2034 | 2035 | 2036 | 2037 | 2038 | 2039 | 2040 | 2041 | 2042 | 2043 | 2044 | 2045 | 2046 | 2047 | 2048 | 2049 | 2050 | 2051 | 2052 | 2053 | 2054 | 2055 | 2056 | 2057 | 2058 | 2059 | 2060 | 2061 | 2062 | 2063 | 2064 | 2065 | 2066 | 2067
|  | CPES Eligibility Category |  | MD / BGE
|  | New Standard Config # |  | Solar PV + BESS
|  | Description |  | Residential - Small (5 kW/10 kWh)
|  | Tech Detail |  | BTM
|  | Context |  | Distribution
|  | Model Economics (Y/N) |  | Y
|  | Project Start Year | yyyy | 2028 |  |  |  | Cost Components
|  | Grid Service Tariff Benefits (Y/N) |  | Y |  |  |  | Equity Investment | $ | 12480.8889 | 14041 | 0 | 0 | 0 | 0 | 0 | 0 | 0 | 0 | 0 | 0 | 0 | 0 | 0 | 0 | 0 | 0 | 0 | 0 | 0 | 0 | 0 | 0 | 0 | 0 | 0 | 0 | 0 | 0 | 0 | 0 | 0 | 0 | 0 | 0 | 0 | 0 | 0 | 0 | 0 | 0
[8 empty] | O&M Expenses (Fixed + Variable) | $ | 2708.3727 | 0 | 385 | 385 | 385 | 392.7 | 400.554 | 408.5651 | 416.7364 | 425.0711 | 433.5725 | 442.244 | 451.0889 | 460.1106 | 469.3129 | 478.6991 | 488.2731 | 498.0386 | 507.9993 | 518.1593 | 528.5225 | 539.0929 | 0 | 0 | 0 | 0 | 0 | 0 | 0 | 0 | 0 | 0 | 0 | 0 | 0 | 0 | 0 | 0 | 0 | 0 | 0 | 0
| 1 | Investment Term | Years | 20 |  |  |  | Debt Service | $ | 0 | 0 | 0 | 0 | 0 | 0 | 0 | 0 | 0 | 0 | 0 | 0 | 0 | 0 | 0 | 0 | 0 | 0 | 0 | 0 | 0 | 0 | 0 | 0 | 0 | 0 | 0 | 0 | 0 | 0 | 0 | 0 | 0 | 0 | 0 | 0 | 0 | 0 | 0 | 0 | 0 | 0
| 5 | Incremental Storage Economics? | Yes:1, No:0 | 1 |  |  |  | Increase/(Decrease) in Maintenance Reserve and Change in Working Capital | $ | 57.9724 | 0 | 215.1498 | -167.0803 | -9.9821 | 2.782 | 3.5561 | 1.4645 | 1.4513 | 1.4379 | 1.4242 | 1.4102 | 4.0563 | 4.0417 | 4.0269 | 4.0118 | 3.9964 | 3.3546 | 3.3386 | 3.3222 | 3.3055 | 3.2884 | [5 empty] | 0 | 0 | 0 | 0 | 0 | 0 | 0 | 0 | 0 | 0 | 0 | 0 | 0 | 0 | 0
|  | ESS Parameters | [5 empty] | Taxes Paid |  | 317.0004 | 0 | 266.8086 | 0 | 0 | 0 | 0 | 0 | 0 | 0 | 0 | 0 | 0 | 0 | 0 | 0 | 0 | 0 | 166.0803 | 290.9704 | 302.7337 | 314.4365 | 0 | 0 | 0 | 0 | 0 | 0 | 0 | 0 | 0 | 0 | 0 | 0 | 0 | 0 | 0 | 0 | 0 | 0 | 0 | 0
| 6 | ESS Capacity | MW | 0.005
| 7 | ESS Duration | Hrs | 2
| 8 | Energy Rating (at COD) | MWh | 0.01
| 9 | Round-trip Efficiency | % | 85% |  |  |  | Total Cost | $ | 15564.2343 | 14041 | 866.9584 | 217.9197 | 375.0179 | 395.482 | 404.1101 | 410.0295 | 418.1877 | 426.509 | 434.9967 | 443.6542 | 455.1451 | 464.1524 | 473.3398 | 482.7109 | 492.2694 | 501.3932 | 677.4182 | 812.4519 | 834.5617 | 856.8179 | 0 | 0 | 0 | 0 | 0 | 0 | 0 | 0 | 0 | 0 | 0 | 0 | 0 | 0 | 0 | 0 | 0 | 0 | 0 | 0
| 10 | SOC Low | % | 20%
| 11 | SOC High | % | 100%
| 12 | System Availability | % | 95%
| 13 | Storage Life (Warranty) | Years | 20 |  |  | Benefits
| 14 | Annual DoD Cycles | # | 365 | [6 empty] | 0 | 1 | 2 | 3 | 4 | 5 | 6 | 7 | 8 | 9 | 10 | 11 | 12 | 13 | 14 | 15 | 16 | 17 | 18 | 19 | 20 | 21 | 22 | 23 | 24 | 25 | 26 | 27 | 28 | 29 | 30 | 31 | 32 | 33 | 34 | 35 | 36 | 37 | 38 | 39 | 40
| 15 | Charging Through RE | % | 0% |  |  |  | Year |  |  | 2027 | 2028 | 2029 | 2030 | 2031 | 2032 | 2033 | 2034 | 2035 | 2036 | 2037 | 2038 | 2039 | 2040 | 2041 | 2042 | 2043 | 2044 | 2045 | 2046 | 2047 | 2048 | 2049 | 2050 | 2051 | 2052 | 2053 | 2054 | 2055 | 2056 | 2057 | 2058 | 2059 | 2060 | 2061 | 2062 | 2063 | 2064 | 2065 | 2066 | 2067
Capex
| 26 | Sub-total EPC ( All Inc.) | $ | 14041
| 27 | Third Party and Other Costs | $ | 0
| 28 | Contingency | % of EPC | 0% |  | 1 |  | Capacity - PJM Market | $ | 0 | 0 | 0 | 0 | 0 | 0 | 0 | 0 | 0 | 0 | 0 | 0 | 0 | 0 | 0 | 0 | 0 | 0 | 0 | 0 | 0 | 0 | [14 empty] | 0 | 0 | 0 | 0 | 0 | 0
|  | Contingency | $ | 0 |  | 2 |  | Energy Arbitrage - PJM Market | $ | 0 | 0 | 0 | 0 | 0 | 0 | 0 | 0 | 0 | 0 | 0 | 0 | 0 | 0 | 0 | 0 | 0 | 0 | 0 | 0 | 0 | 0 | 0 | 0 | 0 | 0 | 0 | 0 | 0 | 0 | 0 | 0 | 0 | 0 | 0 | 0 | 0 | 0 | 0 | 0 | 0 | 0
|  | Total Capital Cost | $ | 14041 |  | 3 |  | Spin- PJM Market | $ | 0 | 0 | 0 | 0 | 0 | 0 | 0 | 0 | 0 | 0 | 0 | 0 | 0 | 0 | 0 | 0 | 0 | 0 | 0 | 0 | 0 | 0 | 0 | 0 | 0 | 0 | 0 | 0 | 0 | 0 | 0 | 0 | 0 | 0 | 0 | 0 | 0 | 0 | 0 | 0 | 0 | 0
|  | OPEX |  |  |  | 4 |  | Non-Spin - PJM Market | $ | 0 | 0 | 0 | 0 | 0 | 0 | 0 | 0 | 0 | 0 | 0 | 0 | 0 | 0 | 0 | 0 | 0 | 0 | 0 | 0 | 0 | 0 | 0 | 0 | 0 | 0 | 0 | 0 | 0 | 0 | 0 | 0 | 0 | 0 | 0 | 0 | 0 | 0 | 0 | 0 | 0 | 0
| 35 | ESS O&M Cost (including warranties) | $ | 385 |  | 5 |  | Regulation - PJM Market | $ | 0 | 0 | 0 | 0 | 0 | 0 | 0 | 0 | 0 | 0 | 0 | 0 | 0 | 0 | 0 | 0 | 0 | 0 | 0 | 0 | 0 | 0 | 0 | 0 | 0 | 0 | 0 | 0 | 0 | 0 | 0 | 0 | 0 | 0 | 0 | 0 | 0 | 0 | 0 | 0 | 0 | 0
| 36 | Total O&M Cost | $/yr | 385 |  | 6 |  | Incurred Energy Charges | $ | 0 | 0 | 0 | 0 | 0 | 0 | 0 | 0 | 0 | 0 | 0 | 0 | 0 | 0 | 0 | 0 | 0 | 0 | 0 | 0 | 0 | 0 | 0 | 0 | 0 | 0 | 0 | 0 | 0 | 0 | 0 | 0 | 0 | 0 | 0 | 0 | 0 | 0 | 0 | 0 | 0 | 0
| 37 | O&M Escalation | % | 2% |  | 7 |  | As Used Demand Charges | $ | 0 | 0 | 0 | 0 | 0 | 0 | 0 | 0 | 0 | 0 | 0 | 0 | 0 | 0 | 0 | 0 | 0 | 0 | 0 | 0 | 0 | 0 | 0 | 0 | 0 | 0 | 0 | 0 | 0 | 0 | 0 | 0 | 0 | 0 | 0 | 0 | 0 | 0 | 0 | 0 | 0 | 0
[6 empty] | 8 |  | Contract Demand Charges Fixed | $ | 0 | 0 | 0 | 0 | 0 | 0 | 0 | 0 | 0 | 0 | 0 | 0 | 0 | 0 | 0 | 0 | 0 | 0 | 0 | 0 | 0 | 0 | 0 | 0 | 0 | 0 | 0 | 0 | 0 | 0 | 0 | 0 | 0 | 0 | 0 | 0 | 0 | 0 | 0 | 0 | 0 | 0
[6 empty] | 9 |  | Customer Charges/ Fixed Charges | $ | 0 | 0 | 0 | 0 | 0 | 0 | 0 | 0 | 0 | 0 | 0 | 0 | 0 | 0 | 0 | 0 | 0 | 0 | 0 | 0 | 0 | 0 | 0 | 0 | 0 | 0 | 0 | 0 | 0 | 0 | 0 | 0 | 0 | 0 | 0 | 0 | 0 | 0 | 0 | 0 | 0 | 0
[6 empty] | 10 |  | Energy Savings | $ | 2369.1989 | 0 | 319.2876 | 296.0991 | 317.9664 | 338.6819 | 346.0248 | 352.5404 | 359.0561 | 365.5718 | 372.0875 | 378.6032 | 400.4842 | 422.3652 | 444.2463 | 466.1273 | 488.0083 | 501.7276 | 515.4469 | 529.1661 | 542.8854 | 556.6047 | 0 | 0 | 0 | 0 | 0 | 0 | 0 | 0 | 0 | 0 | 0 | 0 | 0 | 0 | 0 | 0 | 0 | 0 | 0 | 0
|  | Capital Structure |  |  |  | 11 |  | Demand Savings | $ | 0 | 0 | 0 | 0 | 0 | 0 | 0 | 0 | 0 | 0 | 0 | 0 | 0 | 0 | 0 | 0 | 0 | 0 | 0 | 0 | 0 | 0 | 0 | 0 | 0 | 0 | 0 | 0 | 0 | 0 | 0 | 0 | 0 | 0 | 0 | 0 | 0 | 0 | 0 | 0 | 0 | 0
| 41 | Debt | % | 0% |  | 12 |  | Energy Generation - Export | $ | 0 | 0 | 0 | 0 | 0 | 0 | 0 | 0 | 0 | 0 | 0 | 0 | 0 | 0 | 0 | 0 | 0 | 0 | 0 | 0 | 0 | 0 | 0 | 0 | 0 | 0 | 0 | 0 | 0 | 0 | 0 | 0 | 0 | 0 | 0 | 0 | 0 | 0 | 0 | 0 | 0 | 0
|  | Equity | % | 100% |  | 13 |  | Generation Capacity | $ | 2047.1421 | 0 | 364.5794 | 364.5794 | 291.6635 | 291.6635 | 291.6635 | 291.6635 | 291.6635 | 291.6635 | 291.6635 | 291.6635 | 300.3666 | 309.0697 | 317.7728 | 326.476 | 335.1791 | 344.5075 | 353.836 | 363.1644 | 372.4928 | 381.8213 | 0 | 0 | 0 | 0 | 0 | 0 | 0 | 0 | 0 | 0 | 0 | 0 | 0 | 0 | 0 | 0 | 0 | 0 | 0 | 0
|  | Debt Amount | $ | 0 |  | 14 |  | Transmission Capacity | $ | 678.1073 | 0 | 122.162 | 122.162 | 97.7296 | 97.7296 | 97.7296 | 97.7296 | 97.7296 | 97.7296 | 97.7296 | 97.7296 | 99.2475 | 100.7653 | 102.2831 | 103.801 | 105.3188 | 108.25 | 111.1811 | 114.1123 | 117.0434 | 119.9746 | 0 | 0 | 0 | 0 | 0 | 0 | 0 | 0 | 0 | 0 | 0 | 0 | 0 | 0 | 0 | 0 | 0 | 0 | 0 | 0
|  | Equity Amount | $ | 14041 |  | 15 |  | Distribution Capacity | $ | 165.5348 | 0 | 30.1147 | 30.1147 | 23.6806 | 24.3384 | 22.7145 | 22.9242 | 23.1339 | 23.3435 | 23.5532 | 23.7629 | 24.4199 | 25.077 | 25.734 | 26.3911 | 27.0481 | 27.4645 | 27.8809 | 28.2974 | 28.7138 | 29.1302 | 0 | 0 | 0 | 0 | 0 | 0 | 0 | 0 | 0 | 0 | 0 | 0 | 0 | 0 | 0 | 0 | 0 | 0 | 0 | 0
| 45 | Debt Method | 1: Mortgage, 2: Amortization | 1 |  | 16 |  | GHG Impacts | $ | 1163.2638 | 0 | 143.4771 | 117.4677 | 63.0054 | 82.4812 | 112.5935 | 138.5709 | 164.5483 | 190.5257 | 216.5031 | 242.4805 | 261.7237 | 280.9668 | 300.2099 | 319.453 | 338.6961 | 359.7033 | 380.7105 | 401.7177 | 422.7249 | 443.7321 | 0 | 0 | 0 | 0 | 0 | 0 | 0 | 0 | 0 | 0 | 0 | 0 | 0 | 0 | 0 | 0 | 0 | 0 | 0 | 0
| 46 | Interest Rate | % | 7% |  | 17 |  | Market Price Effects - Wholesale Energy | $ | 327.9254 | 0 | 23.0352 | 39.4234 | 54.3524 | 55.0513 | 70.3397 | 63.4655 | 56.5914 | 49.7173 | 42.8432 | 35.9691 | 42.1632 | 48.3574 | 54.5515 | 60.7456 | 66.9398 | 70.1172 | 73.2946 | 76.472 | 79.6493 | 82.8267 | 0 | 0 | 0 | 0 | 0 | 0 | 0 | 0 | 0 | 0 | 0 | 0 | 0 | 0 | 0 | 0 | 0 | 0 | 0 | 0
| 47 | Loan Tenure | Years | 10 |  | 18 |  | Market Price Effects - Wholesale Capacity | $ | 0 | 0 | 0 | 0 | 0 | 0 | 0 | 0 | 0 | 0 | 0 | 0 | 0 | 0 | 0 | 0 | 0 | 0 | 0 | 0 | 0 | 0 | 0 | 0 | 0 | 0 | 0 | 0 | 0 | 0 | 0 | 0 | 0 | 0 | 0 | 0 | 0 | 0 | 0 | 0 | 0 | 0
| 48 | Cost of Equity | % | 12.5% |  | 19 |  | Avoided Cost of Participant Backup Generator | $ | 1580.2469 | 0 | 2000 | 0 | 0 | 0 | 0 | 0 | 0 | 0 | 0 | 0 | 0 | 0 | 0 | 0 | 0 | 0 | 0 | 0 | 0 | 0 | 0 | 0 | 0 | 0 | 0 | 0 | 0 | 0 | 0 | 0 | 0 | 0 | 0 | 0 | 0 | 0 | 0 | 0 | 0 | 0
| 49 | Income Tax Rate | % | 29.25% |  |  |  | Total Benefits (without ITC) | $ | 8331.4191 | 0 | 3002.6561 | 969.8463 | 848.398 | 889.9459 | 941.0655 | 966.8942 | 992.7228 | 1018.5515 | 1044.3801 | 1070.2088 | 1128.4051 | 1186.6014 | 1244.7976 | 1302.9939 | 1361.1902 | 1411.7701 | 1462.3499 | 1512.9298 | 1563.5097 | 1614.0895 | 0 | 0 | 0 | 0 | 0 | 0 | 0 | 0 | 0 | 0 | 0 | 0 | 0 | 0 | 0 | 0 | 0 | 0 | 0 | 0
|  | WACC | % | 12.5%
|  | Others | [5 empty] | ITC | $ | 3328.237 | 0 | 4212.3 | 0 | 0 | 0 | 0 | 0 | 0 | 0 | 0 | 0 | 0 | 0 | 0 | 0 | 0 | 0 | 0 | 0 | 0 | 0 | 0 | 0 | 0 | 0 | 0 | 0 | 0 | 0 | 0 | 0 | 0 | 0 | 0 | 0 | 0 | 0 | 0 | 0 | 0 | 0
| 52 | Depreciation (Book) | Years | 20 |  |  |  | Total Benefits (with ITC) | $ | 11659.6562 | 0 | 7214.9561 | 969.8463 | 848.398 | 889.9459 | 941.0655 | 966.8942 | 992.7228 | 1018.5515 | 1044.3801 | 1070.2088 | 1128.4051 | 1186.6014 | 1244.7976 | 1302.9939 | 1361.1902 | 1411.7701 | 1462.3499 | 1512.9298 | 1563.5097 | 1614.0895 | 0 | 0 | 0 | 0 | 0 | 0 | 0 | 0 | 0 | 0 | 0 | 0 | 0 | 0 | 0 | 0 | 0 | 0 | 0 | 0
| 53 | Depreciation (MACR) | Years | 7
| 54 | Working Capital | Months of O&M | 0
| 55 | Interest on Working Capital | % | 12% |  |  |  | NPV Benefits (without ITC) | $ | 8331.4191
| 56 | [6 empty] | NPV Benefits (with ITC) | $ | 11659.6562
| 57 | Standalone ESS ITC | % of ESS Cost | 30%
| 58 | ITC Years | Years | 1
| 59 | ITC Basis Reduction for Depreciation | % | 50%
Costs
Gap Calculation
Input Assumptions
Iterate Macro
Benefits
The ESS parameters are are locked in the model. Changing these values will not impact the results in the model.
Changes to CapEx and OpEx should be made in the Inputs tab.
Changes to financial assumptions should be made in the Inputs tab.
Use this Cell to change the case and press "Iterate Macro" button.

## Dashboard
Dashboard
| Case: | Residential - Small (5 kW/10 kWh) |  | Annual Revenues by Year | Case Number: 1
|  |  |  | Benefit Category | Benefit | 2027 | 2028 | 2029 | 2030 | 2031 | 2032 | 2033 | 2034 | 2035 | 2036 | 2037 | 2038 | 2039 | 2040 | 2041 | 2042 | 2043 | 2044 | 2045 | 2046 | 2047
|  |  |  | PJM Market Revenues | Capacity - PJM Market | bar: 2027 to 2047
Energy Arbitrage - PJM Market | bar: 2027 to 2047
Spin- PJM Market | bar: 2027 to 2047
Non-Spin - PJM Market | bar: 2027 to 2047
Regulation - PJM Market | bar: 2027 to 2047
|  |  |  | FTM Charging Costs | Incurred Energy Charges | bar: 2027 to 2047
As Used Demand Charges | bar: 2027 to 2047
Contract Demand Charges Fixed | bar: 2027 to 2047
Customer Charges/ Fixed Charges | bar: 2027 to 2047
|  |  |  | Retail Bill Savings | Energy Savings | 0 | 319.2876 | 296.0991 | 317.9664 | 338.6819 | 346.0248 | 352.5404 | 359.0561 | 365.5718 | 372.0875 | 378.6032 | 400.4842 | 422.3652 | 444.2463 | 466.1273 | 488.0083 | 501.7276 | 515.4469 | 529.1661 | 542.8854 | 556.6047
Demand Savings | bar: 2027 to 2047
|  |  |  | Grid Services Tariff | Energy Generation - Export | bar: 2027 to 2047
[5 empty] | Generation Capacity | 0 | 364.5794 | 364.5794 | 291.6635 | 291.6635 | 291.6635 | 291.6635 | 291.6635 | 291.6635 | 291.6635 | 291.6635 | 300.3666 | 309.0697 | 317.7728 | 326.476 | 335.1791 | 344.5075 | 353.836 | 363.1644 | 372.4928 | 381.8213
[5 empty] | Transmission Capacity | 0 | 122.162 | 122.162 | 97.7296 | 97.7296 | 97.7296 | 97.7296 | 97.7296 | 97.7296 | 97.7296 | 97.7296 | 99.2475 | 100.7653 | 102.2831 | 103.801 | 105.3188 | 108.25 | 111.1811 | 114.1123 | 117.0434 | 119.9746
[5 empty] | Distribution Capacity | 0 | 30.1147 | 30.1147 | 23.6806 | 24.3384 | 22.7145 | 22.9242 | 23.1339 | 23.3435 | 23.5532 | 23.7629 | 24.4199 | 25.077 | 25.734 | 26.3911 | 27.0481 | 27.4645 | 27.8809 | 28.2974 | 28.7138 | 29.1302
[5 empty] | GHG Impacts | 0 | 143.4771 | 117.4677 | 63.0054 | 82.4812 | 112.5935 | 138.5709 | 164.5483 | 190.5257 | 216.5031 | 242.4805 | 261.7237 | 280.9668 | 300.2099 | 319.453 | 338.6961 | 359.7033 | 380.7105 | 401.7177 | 422.7249 | 443.7321
[5 empty] | Market Price Effects - Wholesale Energy | 0 | 23.0352 | 39.4234 | 54.3524 | 55.0513 | 70.3397 | 63.4655 | 56.5914 | 49.7173 | 42.8432 | 35.9691 | 42.1632 | 48.3574 | 54.5515 | 60.7456 | 66.9398 | 70.1172 | 73.2946 | 76.472 | 79.6493 | 82.8267
Market Price Effects - Wholesale Capacity | bar: 2027 to 2047
|  |  |  | Host Benefit | Avoided Cost of Participant Backup Generator | 0 | 2000 | 0 | 0 | 0 | 0 | 0 | 0 | 0 | 0 | 0 | 0 | 0 | 0 | 0 | 0 | 0 | 0 | 0 | 0 | 0
|  |  |  | NPV of Benefits & Costs | Case Number: 1
|  |  |  | Benefit / Cost Category | Benefit / Cost | 2027: Cost; 2028: Benefits (w/ Grid Services); 2029: Benefits w/o Grid Services
|  |  |  | Project Costs | Equity Investment | 2027: 12480.8889; 2028: -; 2029: -
[5 empty] | O&M Expenses (Fixed + Variable) | 2027: 2708.3727; 2028: -; 2029: -
[5 empty] | Debt Service | 2027: 0; 2028: -; 2029: -
[5 empty] | Increase/(Decrease) in Maintenance Reserve and Change in Working Capital | 2027: 57.9724; 2028: -; 2029: -
[5 empty] | Taxes Paid | 2027: 317.0004; 2028: -; 2029: -
|  |  | Gap (Cost − Benefits): | PJM Market Revenues | Capacity - PJM Market | 2027: -; 2028: 0; 2029: 0
[5 empty] | Energy Arbitrage - PJM Market | 2027: -; 2028: 0; 2029: 0
[5 empty] | Spin- PJM Market | 2027: -; 2028: 0; 2029: 0
[5 empty] | Non-Spin - PJM Market | 2027: -; 2028: 0; 2029: 0
[5 empty] | Regulation - PJM Market | 2027: -; 2028: 0; 2029: 0
|  |  |  | FTM Charging Costs | Incurred Energy Charges | 2027: -; 2028: 0; 2029: 0
[5 empty] | As Used Demand Charges | 2027: -; 2028: 0; 2029: 0
[5 empty] | Contract Demand Charges Fixed | 2027: -; 2028: 0; 2029: 0
[5 empty] | Customer Charges/ Fixed Charges | 2027: -; 2028: 0; 2029: 0
|  |  |  | Retail Bill Savings | Energy Savings | 2027: -; 2028: 2369.1989; 2029: 2369.1989
[5 empty] | Demand Savings | 2027: -; 2028: 0; 2029: 0
|  |  |  | Grid Services Tariff | Energy Generation - Export | 2027: -; 2028: 0; 2029: 0
[5 empty] | Generation Capacity | 2027: -; 2028: 2047.1421; 2029: 0
[5 empty] | Transmission Capacity | 2027: -; 2028: 678.1073; 2029: 0
[5 empty] | Distribution Capacity | 2027: -; 2028: 165.5348; 2029: 0
[5 empty] | GHG Impacts | 2027: -; 2028: 1163.2638; 2029: 0
[5 empty] | Market Price Effects - Wholesale Energy | 2027: -; 2028: 327.9254; 2029: 0
[5 empty] | Market Price Effects - Wholesale Capacity | 2027: -; 2028: 0; 2029: 0
|  |  |  | Host Benefit | Avoided Cost of Participant Backup Generator | 2027: -; 2028: 1580.2469; 2029: 1580.2469
|  |  |  | Tax Credit | ITC | 2027: -; 2028: 3328.237; 2029: 3328.237
[5 empty] | Net Present Value | 2027: 15564.2343; 2028: 11659.6562; 2029: 7277.6828
[5 empty] | Gap ($) | 2027: 3904.5781
0.099768
Net Levelized Values
[7 empty] | 11659.6562 | 7277.6828
15564.2343

## Benefits
Benefits
Placeholder user inputs in red text (To come from CoMETS simulations)
Finalized user Inputs
|  |  | Case # | 1
Case 1¦Residential - Small (5 kW/10 kWh)
|  |  |  | 2025 | 2026 | 2027 | 2028 | 2029 | 2030 | 2031 | 2032 | 2033 | 2034 | 2035 | 2036 | 2037 | 2038 | 2039 | 2040 | 2041 | 2042 | 2043 | 2044 | 2045 | 2046 | 2047 | 2048 | 2049 | 2050 | 2051 | 2052 | 2053 | 2054 | 2055 | 2056 | 2057 | 2058 | 2059 | 2060
|  | 1 | Capacity - PJM Market |  |  |  | 0 | 0 | 0 | 0 | 0 | 0 | 0 | 0 | 0 | 0 | 0 | 0 | 0 | 0 | 0 | 0 | 0 | 0 | 0 | 0 | 0 | 0 | 0 | 0 | 0 | 0 | 0 | 0 | 0 | 0 | 0 | 0 | 0
|  | 2 | Energy Arbitrage - PJM Market |  |  |  | 0 | 0 | 0 | 0 | 0 | 0 | 0 | 0 | 0 | 0 | 0 | 0 | 0 | 0 | 0 | 0 | 0 | 0 | 0 | 0 | 0 | 0 | 0 | 0 | 0 | 0 | 0 | 0 | 0 | 0 | 0 | 0 | 0
|  | 3 | Spin- PJM Market |  |  |  | 0 | 0 | 0 | 0 | 0 | 0 | 0 | 0 | 0 | 0 | 0 | 0 | 0 | 0 | 0 | 0 | 0 | 0 | 0 | 0 | 0 | 0 | 0 | 0 | 0 | 0 | 0 | 0 | 0 | 0 | 0 | 0 | 0
|  | 4 | Non-Spin - PJM Market |  |  |  | 0 | 0 | 0 | 0 | 0 | 0 | 0 | 0 | 0 | 0 | 0 | 0 | 0 | 0 | 0 | 0 | 0 | 0 | 0 | 0 | 0 | 0 | 0 | 0 | 0 | 0 | 0 | 0 | 0 | 0 | 0 | 0 | 0
|  | 5 | Regulation - PJM Market |  |  |  | 0 | 0 | 0 | 0 | 0 | 0 | 0 | 0 | 0 | 0 | 0 | 0 | 0 | 0 | 0 | 0 | 0 | 0 | 0 | 0 | 0 | 0 | 0 | 0 | 0 | 0 | 0 | 0 | 0 | 0 | 0 | 0 | 0
|  | 6 | Incurred Energy Charges |  |  |  | 0 | 0 | 0 | 0 | 0 | 0 | 0 | 0 | 0 | 0 | 0 | 0 | 0 | 0 | 0 | 0 | 0 | 0 | 0 | 0 | 0 | 0 | 0 | 0 | 0 | 0 | 0 | 0 | 0 | 0 | 0 | 0 | 0
|  | 7 | As Used Demand Charges |  |  |  | 0 | 0 | 0 | 0 | 0 | 0 | 0 | 0 | 0 | 0 | 0 | 0 | 0 | 0 | 0 | 0 | 0 | 0 | 0 | 0 | 0 | 0 | 0 | 0 | 0 | 0 | 0 | 0 | 0 | 0 | 0 | 0 | 0
|  | 8 | Contract Demand Charges Fixed |  |  |  | 0 | 0 | 0 | 0 | 0 | 0 | 0 | 0 | 0 | 0 | 0 | 0 | 0 | 0 | 0 | 0 | 0 | 0 | 0 | 0 | 0 | 0 | 0 | 0 | 0 | 0 | 0 | 0 | 0 | 0 | 0 | 0 | 0
|  | 9 | Customer Charges/ Fixed Charges |  |  |  | 0 | 0 | 0 | 0 | 0 | 0 | 0 | 0 | 0 | 0 | 0 | 0 | 0 | 0 | 0 | 0 | 0 | 0 | 0 | 0 | 0 | 0 | 0 | 0 | 0 | 0 | 0 | 0 | 0 | 0 | 0 | 0 | 0
|  | 10 | Energy Savings |  |  |  | 319.2876 | 296.0991 | 317.9664 | 338.6819 | 346.0248 | 352.5404 | 359.0561 | 365.5718 | 372.0875 | 378.6032 | 400.4842 | 422.3652 | 444.2463 | 466.1273 | 488.0083 | 501.7276 | 515.4469 | 529.1661 | 542.8854 | 556.6047 | 0 | 0 | 0 | 0 | 0 | 0 | 0 | 0 | 0 | 0 | 0 | 0 | 0
|  | 11 | Demand Savings |  |  |  | 0 | 0 | 0 | 0 | 0 | 0 | 0 | 0 | 0 | 0 | 0 | 0 | 0 | 0 | 0 | 0 | 0 | 0 | 0 | 0 | 0 | 0 | 0 | 0 | 0 | 0 | 0 | 0 | 0 | 0 | 0 | 0 | 0
|  | 12 | Energy Generation - Export | 2028: 0; 2029: 0; 2030: 0; 2031: 0; 2032: 0; 2033: 0; 2034: 0; 2035: 0; 2036: 0; 2037: 0; 2038: 0; 2039: 0; 2040: 0; 2041: 0; 2042: 0; 2043: 0; 2044: 0; 2045: 0; 2046: 0
|  | 13 | Generation Capacity |  |  |  | 364.5794 | 364.5794 | 291.6635 | 291.6635 | 291.6635 | 291.6635 | 291.6635 | 291.6635 | 291.6635 | 291.6635 | 300.3666 | 309.0697 | 317.7728 | 326.476 | 335.1791 | 344.5075 | 353.836 | 363.1644 | 372.4928 | 381.8213 | 0 | 0 | 0 | 0 | 0 | 0 | 0 | 0 | 0 | 0 | 0 | 0 | 0
|  | 14 | Transmission Capacity |  |  |  | 122.162 | 122.162 | 97.7296 | 97.7296 | 97.7296 | 97.7296 | 97.7296 | 97.7296 | 97.7296 | 97.7296 | 99.2475 | 100.7653 | 102.2831 | 103.801 | 105.3188 | 108.25 | 111.1811 | 114.1123 | 117.0434 | 119.9746 | 0 | 0 | 0 | 0 | 0 | 0 | 0 | 0 | 0 | 0 | 0 | 0 | 0
|  | 15 | Distribution Capacity |  |  |  | 30.1147 | 30.1147 | 23.6806 | 24.3384 | 22.7145 | 22.9242 | 23.1339 | 23.3435 | 23.5532 | 23.7629 | 24.4199 | 25.077 | 25.734 | 26.3911 | 27.0481 | 27.4645 | 27.8809 | 28.2974 | 28.7138 | 29.1302 | 0 | 0 | 0 | 0 | 0 | 0 | 0 | 0 | 0 | 0 | 0 | 0 | 0
|  | 16 | GHG Impacts |  |  |  | 143.4771 | 117.4677 | 63.0054 | 82.4812 | 112.5935 | 138.5709 | 164.5483 | 190.5257 | 216.5031 | 242.4805 | 261.7237 | 280.9668 | 300.2099 | 319.453 | 338.6961 | 359.7033 | 380.7105 | 401.7177 | 422.7249 | 443.7321 | 0 | 0 | 0 | 0 | 0 | 0 | 0 | 0 | 0 | 0 | 0 | 0 | 0
|  | 17 | Market Price Effects - Wholesale Energy |  |  |  | 23.0352 | 39.4234 | 54.3524 | 55.0513 | 70.3397 | 63.4655 | 56.5914 | 49.7173 | 42.8432 | 35.9691 | 42.1632 | 48.3574 | 54.5515 | 60.7456 | 66.9398 | 70.1172 | 73.2946 | 76.472 | 79.6493 | 82.8267 | 0 | 0 | 0 | 0 | 0 | 0 | 0 | 0 | 0 | 0 | 0 | 0 | 0
|  | 18 | Market Price Effects - Wholesale Capacity |  |  |  | 0 | 0 | 0 | 0 | 0 | 0 | 0 | 0 | 0 | 0 | 0 | 0 | 0 | 0 | 0 | 0 | 0 | 0 | 0 | 0 | 0 | 0 | 0 | 0 | 0 | 0 | 0 | 0 | 0 | 0 | 0 | 0 | 0
|  | 19 | Avoided Cost of Participant Backup Generator |  |  |  | 2000 | 0 | 0 | 0 | 0 | 0 | 0 | 0 | 0 | 0 | 0 | 0 | 0 | 0 | 0 | 0 | 0 | 0 | 0 | 0 | 0 | 0 | 0 | 0 | 0 | 0 | 0 | 0 | 0 | 0 | 0 | 0 | 0
|  |  | Total |  |  |  | 3002.6561 | 969.8463 | 848.398 | 889.9459 | 941.0655 | 966.8942 | 992.7228 | 1018.5515 | 1044.3801 | 1070.2088 | 1128.4051 | 1186.6014 | 1244.7976 | 1302.9939 | 1361.1902 | 1411.7701 | 1462.3499 | 1512.9298 | 1563.5097 | 1614.0895 | 0 | 0 | 0 | 0 | 0 | 0 | 0 | 0 | 0 | 0 | 0 | 0 | 0
Case #
|  | 1 | Case 1¦Residential - Small (5 kW/10 kWh)
|  | 1 |  | 2025 | 2026 | 2027 | 2028 | 2029 | 2030 | 2031 | 2032 | 2033 | 2034 | 2035 | 2036 | 2037 | 2038 | 2039 | 2040 | 2041 | 2042 | 2043 | 2044 | 2045 | 2046 | 2047 | 2048 | 2049 | 2050 | 2051 | 2052 | 2053 | 2054 | 2055 | 2056 | 2057 | 2058 | 2059 | 2060
|  | 1 | Capacity - PJM Market |  |  |  | 0 | 0 | 0 | 0 | 0 | 0 | 0 | 0 | 0 | 0 | 0 | 0 | 0 | 0 | 0 | 0 | 0 | 0 | 0 | 0 | 0 | 0 | 0 | 0 | 0 | 0 | 0 | 0 | 0 | 0 | 0 | 0 | 0
|  | 1 | Energy Arbitrage - PJM Market |  |  |  | 0 | 0 | 0 | 0 | 0 | 0 | 0 | 0 | 0 | 0 | 0 | 0 | 0 | 0 | 0 | 0 | 0 | 0 | 0 | 0 | 0 | 0 | 0 | 0 | 0 | 0 | 0 | 0 | 0 | 0 | 0 | 0 | 0
|  | 1 | Spin- PJM Market |  |  |  | 0 | 0 | 0 | 0 | 0 | 0 | 0 | 0 | 0 | 0 | 0 | 0 | 0 | 0 | 0 | 0 | 0 | 0 | 0 | 0 | 0 | 0 | 0 | 0 | 0 | 0 | 0 | 0 | 0 | 0 | 0 | 0 | 0
|  | 1 | Non-Spin - PJM Market |  |  |  | 0 | 0 | 0 | 0 | 0 | 0 | 0 | 0 | 0 | 0 | 0 | 0 | 0 | 0 | 0 | 0 | 0 | 0 | 0 | 0 | 0 | 0 | 0 | 0 | 0 | 0 | 0 | 0 | 0 | 0 | 0 | 0 | 0
|  | 1 | Regulation - PJM Market |  |  |  | 0 | 0 | 0 | 0 | 0 | 0 | 0 | 0 | 0 | 0 | 0 | 0 | 0 | 0 | 0 | 0 | 0 | 0 | 0 | 0 | 0 | 0 | 0 | 0 | 0 | 0 | 0 | 0 | 0 | 0 | 0 | 0 | 0
|  | 1 | Incurred Energy Charges |  |  |  | 0 | 0 | 0 | 0 | 0 | 0 | 0 | 0 | 0 | 0 | 0 | 0 | 0 | 0 | 0 | 0 | 0 | 0 | 0 | 0 | 0 | 0 | 0 | 0 | 0 | 0 | 0 | 0 | 0 | 0 | 0 | 0 | 0
|  | 1 | As Used Demand Charges |  |  |  | 0 | 0 | 0 | 0 | 0 | 0 | 0 | 0 | 0 | 0 | 0 | 0 | 0 | 0 | 0 | 0 | 0 | 0 | 0 | 0 | 0 | 0 | 0 | 0 | 0 | 0 | 0 | 0 | 0 | 0 | 0 | 0 | 0
|  | 1 | Contract Demand Charges Fixed |  |  |  | 0 | 0 | 0 | 0 | 0 | 0 | 0 | 0 | 0 | 0 | 0 | 0 | 0 | 0 | 0 | 0 | 0 | 0 | 0 | 0 | 0 | 0 | 0 | 0 | 0 | 0 | 0 | 0 | 0 | 0 | 0 | 0 | 0
|  | 1 | Customer Charges/ Fixed Charges |  |  |  | 0 | 0 | 0 | 0 | 0 | 0 | 0 | 0 | 0 | 0 | 0 | 0 | 0 | 0 | 0 | 0 | 0 | 0 | 0 | 0 | 0 | 0 | 0 | 0 | 0 | 0 | 0 | 0 | 0 | 0 | 0 | 0 | 0
|  | 1 | Energy Savings | 2028: 319.2876; 2029: 296.0991; 2030: 317.9664; 2031: 338.6819; 2032: 346.0248; 2033: 352.5404; 2034: 359.0561; 2035: 365.5718; 2036: 372.0875; 2037: 378.6032; 2038: 400.4842; 2039: 422.3652; 2040: 444.2463; 2041: 466.1273; 2042: 488.0083; 2043: 501.7276; 2044: 515.4469; 2045: 529.1661; 2046: 542.8854; 2047: 556.6047
|  | 1 | Demand Savings |  |  |  | 0 | 0 | 0 | 0 | 0 | 0 | 0 | 0 | 0 | 0 | 0 | 0 | 0 | 0 | 0 | 0 | 0 | 0 | 0 | 0 | 0 | 0 | 0 | 0 | 0 | 0 | 0 | 0 | 0 | 0 | 0 | 0 | 0
|  | 1 | Energy Generation - Export |  |  |  | 0 | 0 | 0 | 0 | 0 | 0 | 0 | 0 | 0 | 0 | 0 | 0 | 0 | 0 | 0 | 0 | 0 | 0 | 0 | 0 | 0 | 0 | 0 | 0 | 0 | 0 | 0 | 0 | 0 | 0 | 0 | 0 | 0
|  | 1 | Generation Capacity |  |  |  | 364.5794 | 364.5794 | 291.6635 | 291.6635 | 291.6635 | 291.6635 | 291.6635 | 291.6635 | 291.6635 | 291.6635 | 300.3666 | 309.0697 | 317.7728 | 326.476 | 335.1791 | 344.5075 | 353.836 | 363.1644 | 372.4928 | 381.8213 | 0 | 0 | 0 | 0 | 0 | 0 | 0 | 0 | 0 | 0 | 0 | 0 | 0
|  | 1 | Transmission Capacity |  |  |  | 122.162 | 122.162 | 97.7296 | 97.7296 | 97.7296 | 97.7296 | 97.7296 | 97.7296 | 97.7296 | 97.7296 | 99.2475 | 100.7653 | 102.2831 | 103.801 | 105.3188 | 108.25 | 111.1811 | 114.1123 | 117.0434 | 119.9746 | 0 | 0 | 0 | 0 | 0 | 0 | 0 | 0 | 0 | 0 | 0 | 0 | 0
|  | 1 | Distribution Capacity |  |  |  | 30.1147 | 30.1147 | 23.6806 | 24.3384 | 22.7145 | 22.9242 | 23.1339 | 23.3435 | 23.5532 | 23.7629 | 24.4199 | 25.077 | 25.734 | 26.3911 | 27.0481 | 27.4645 | 27.8809 | 28.2974 | 28.7138 | 29.1302 | 0 | 0 | 0 | 0 | 0 | 0 | 0 | 0 | 0 | 0 | 0 | 0 | 0
|  | 1 | GHG Impacts |  |  |  | 143.4771 | 117.4677 | 63.0054 | 82.4812 | 112.5935 | 138.5709 | 164.5483 | 190.5257 | 216.5031 | 242.4805 | 261.7237 | 280.9668 | 300.2099 | 319.453 | 338.6961 | 359.7033 | 380.7105 | 401.7177 | 422.7249 | 443.7321 | 0 | 0 | 0 | 0 | 0 | 0 | 0 | 0 | 0 | 0 | 0 | 0 | 0
|  | 1 | Market Price Effects - Wholesale Energy |  |  |  | 23.0352 | 39.4234 | 54.3524 | 55.0513 | 70.3397 | 63.4655 | 56.5914 | 49.7173 | 42.8432 | 35.9691 | 42.1632 | 48.3574 | 54.5515 | 60.7456 | 66.9398 | 70.1172 | 73.2946 | 76.472 | 79.6493 | 82.8267 | 0 | 0 | 0 | 0 | 0 | 0 | 0 | 0 | 0 | 0 | 0 | 0 | 0
|  | 1 | Market Price Effects - Wholesale Capacity |  |  |  | 0 | 0 | 0 | 0 | 0 | 0 | 0 | 0 | 0 | 0 | 0 | 0 | 0 | 0 | 0 | 0 | 0 | 0 | 0 | 0 | 0 | 0 | 0 | 0 | 0 | 0 | 0 | 0 | 0 | 0 | 0 | 0 | 0
|  | 1 | Avoided Cost of Participant Backup Generator | 2028: 2000; 2029: 0; 2030: 0; 2048: 0; 2049: 0; 2050: 0; 2051: 0; 2052: 0; 2053: 0; 2054: 0; 2055: 0; 2056: 0; 2057: 0; 2058: 0; 2059: 0; 2060: 0
|  | 1 | Full Eq DoD Cycle |  |  |  | 365 | 365 | 365 | 365 | 365 | 365 | 365 | 365 | 365 | 365 | 365 | 365 | 365 | 365 | 365 | 365 | 365 | 365 | 365 | 365 | 0 | 0 | 0 | 0 | 0 | 0 | 0 | 0 | 0 | 0 | 0 | 0 | 0
|  | 1 | Export MWh |  |  |  | 9.023 | 8.91 | 8.751 | 8.722 | 8.687 | 8.6752 | 8.6634 | 8.6516 | 8.6398 | 8.628 | 8.6016 | 8.5752 | 8.5488 | 8.5224 | 8.496 | 8.486 | 8.476 | 8.466 | 8.456 | 8.446 | 0 | 0 | 0 | 0 | 0 | 0 | 0 | 0 | 0 | 0 | 0 | 0 | 0
|  | 1 | Charge MWh
|  | 1 | Total ESS Charge MWh |  |  |  | 4.2845 | 4.2845 | 4.2845 | 4.2845 | 4.2845 | 4.2845 | 4.2845 | 4.2845 | 4.2845 | 4.2845 | 4.2845 | 4.2845 | 4.2845 | 4.2845 | 4.2845 | 4.2845 | 4.2845 | 4.2845 | 4.2845 | 4.2845 | 0 | 0 | 0 | 0 | 0 | 0 | 0 | 0 | 0 | 0 | 0 | 0 | 0
|  | 1 | Avg Generation Capacity |  |  |  | 0 | 0 | 0 | 0 | 0 | 0 | 0 | 0 | 0 | 0 | 0 | 0 | 0 | 0 | 0 | 0 | 0 | 0 | 0 | 0 | 0 | 0 | 0 | 0 | 0 | 0 | 0 | 0 | 0 | 0 | 0 | 0 | 0
|  | 1 | Avg Transmission Capacity |  |  |  | 0 | 0 | 0 | 0 | 0 | 0 | 0 | 0 | 0 | 0 | 0 | 0 | 0 | 0 | 0 | 0 | 0 | 0 | 0 | 0 | 0 | 0 | 0 | 0 | 0 | 0 | 0 | 0 | 0 | 0 | 0 | 0 | 0
|  | 1 | Avg Distribution Capacity |  |  |  | 0 | 0 | 0 | 0.017 | 0 | 0 | 0 | 0 | 0.0088 | 0 | 0 | 0 | 0 | 0.016 | 0 | 0.00088225 | 0.0017645 | 0.0026467 | 0.003529 | 0.0044112 | 0 | 0 | 0 | 0 | 0 | 0 | 0 | 0 | 0 | 0 | 0 | 0 | 0
|  | 1 | GHG Impacts |  |  |  | 4.279 | 4.24 | 4.14 | 3.98 | 3.68 | 3.4262 | 3.1724 | 2.9186 | 2.6648 | 2.411 | 2.284 | 2.157 | 2.03 | 1.903 | 1.776 | 1.6954 | 1.6147 | 1.5341 | 1.4535 | 1.3729 | 0 | 0 | 0 | 0 | 0 | 0 | 0 | 0 | 0 | 0 | 0 | 0 | 0
|  | 1 | Market Price Effects - Wholesale Energy |  |  |  | 4.284 | 4.284 | 4.284 | 4.284 | 4.284 | 4.284 | 4.284 | 4.284 | 4.284 | 4.284 | 4.284 | 4.284 | 4.284 | 4.284 | 4.284 | 4.2841 | 4.2842 | 4.2843 | 4.2844 | 4.2845 | 0 | 0 | 0 | 0 | 0 | 0 | 0 | 0 | 0 | 0 | 0 | 0 | 0
|  | 1 | Market Price Effects - Wholesale Capacity |  |  |  | 0 | 0 | 0 | 0 | 0 | 0 | 0 | 0 | 0 | 0 | 0 | 0 | 0 | 0 | 0 | 0 | 0 | 0 | 0 | 0 | 0 | 0 | 0 | 0 | 0 | 0 | 0 | 0 | 0 | 0 | 0 | 0 | 0
|  | 1 | Disharge MWh
|  | 1 | Total ESS DCharge MWh |  |  |  | 3.65 | 3.65 | 3.65 | 3.65 | 3.65 | 3.65 | 3.65 | 3.65 | 3.65 | 3.65 | 3.65 | 3.65 | 3.65 | 3.65 | 3.65 | 3.65 | 3.65 | 3.65 | 3.65 | 3.65 | 0 | 0 | 0 | 0 | 0 | 0 | 0 | 0 | 0 | 0 | 0 | 0 | 0
|  | 1 | Avg Generation Capacity |  |  |  | 0.32 | 0.32 | 0.32 | 0.32 | 0.32 | 0.32 | 0.32 | 0.32 | 0.32 | 0.32 | 0.32 | 0.32 | 0.32 | 0.32 | 0.32 | 0.32 | 0.32 | 0.32 | 0.32 | 0.32 | 0 | 0 | 0 | 0 | 0 | 0 | 0 | 0 | 0 | 0 | 0 | 0 | 0
|  | 1 | Avg Transmission Capacity |  |  |  | 0.32 | 0.32 | 0.32 | 0.32 | 0.32 | 0.32 | 0.32 | 0.32 | 0.32 | 0.32 | 0.32 | 0.32 | 0.32 | 0.32 | 0.32 | 0.32 | 0.32 | 0.32 | 0.32 | 0.32 | 0 | 0 | 0 | 0 | 0 | 0 | 0 | 0 | 0 | 0 | 0 | 0 | 0
|  | 1 | Avg Distribution Capacity |  |  |  | 0.293 | 0.293 | 0.288 | 0.296 | 0.276 | 0.2784 | 0.2808 | 0.2832 | 0.2856 | 0.288 | 0.2914 | 0.2948 | 0.2982 | 0.3016 | 0.305 | 0.3026 | 0.3002 | 0.2978 | 0.2954 | 0.293 | 0 | 0 | 0 | 0 | 0 | 0 | 0 | 0 | 0 | 0 | 0 | 0 | 0
|  | 1 | GHG Impacts |  |  |  | 3.65 | 3.65 | 3.65 | 3.65 | 3.65 | 3.65 | 3.65 | 3.65 | 3.65 | 3.65 | 3.628 | 3.606 | 3.584 | 3.562 | 3.54 | 3.5164 | 3.4928 | 3.4692 | 3.4456 | 3.422 | 0 | 0 | 0 | 0 | 0 | 0 | 0 | 0 | 0 | 0 | 0 | 0 | 0
|  | 1 | Market Price Effects - Wholesale Energy |  |  |  | 3.65 | 3.65 | 3.65 | 3.65 | 3.65 | 3.65 | 3.65 | 3.65 | 3.65 | 3.65 | 3.65 | 3.65 | 3.65 | 3.65 | 3.65 | 3.65 | 3.65 | 3.65 | 3.65 | 3.65 | 0 | 0 | 0 | 0 | 0 | 0 | 0 | 0 | 0 | 0 | 0 | 0 | 0
|  | 1 | Market Price Effects - Wholesale Capacity |  |  |  | 0 | 0 | 0 | 0 | 0 | 0 | 0 | 0 | 0 | 0 | 0 | 0 | 0 | 0 | 0 | 0 | 0 | 0 | 0 | 0 | 0 | 0 | 0 | 0 | 0 | 0 | 0 | 0 | 0 | 0 | 0 | 0 | 0
1
|  | 2 | Case 2¦Residential - Large (25 kW / 50 kWh)
|  | 2 |  | 2025 | 2026 | 2027 | 2028 | 2029 | 2030 | 2031 | 2032 | 2033 | 2034 | 2035 | 2036 | 2037 | 2038 | 2039 | 2040 | 2041 | 2042 | 2043 | 2044 | 2045 | 2046 | 2047 | 2048 | 2049 | 2050 | 2051 | 2052 | 2053 | 2054 | 2055 | 2056 | 2057 | 2058 | 2059 | 2060
|  | 2 | Capacity - PJM Market |  |  |  | 0 | 0 | 0 | 0 | 0 | 0 | 0 | 0 | 0 | 0 | 0 | 0 | 0 | 0 | 0 | 0 | 0 | 0 | 0 | 0 | 0 | 0 | 0 | 0 | 0 | 0 | 0 | 0 | 0 | 0 | 0 | 0 | 0
|  | 2 | Energy Arbitrage - PJM Market |  |  |  | 0 | 0 | 0 | 0 | 0 | 0 | 0 | 0 | 0 | 0 | 0 | 0 | 0 | 0 | 0 | 0 | 0 | 0 | 0 |  | 0 | 0 | 0 | 0 | 0 | 0 | 0 | 0 | 0 | 0 | 0 | 0 | 0
|  | 2 | Spin- PJM Market |  |  |  | 0 | 0 | 0 | 0 | 0 | 0 | 0 | 0 | 0 | 0 | 0 | 0 | 0 | 0 | 0 | 0 | 0 | 0 | 0 |  | 0 | 0 | 0 | 0 | 0 | 0 | 0 | 0 | 0 | 0 | 0 | 0 | 0
|  | 2 | Non-Spin - PJM Market |  |  |  | 0 | 0 | 0 | 0 | 0 | 0 | 0 | 0 | 0 | 0 | 0 | 0 | 0 | 0 | 0 | 0 | 0 | 0 | 0 |  | 0 | 0 | 0 | 0 | 0 | 0 | 0 | 0 | 0 | 0 | 0 | 0 | 0
|  | 2 | Regulation - PJM Market |  |  |  | 0 | 0 | 0 | 0 | 0 | 0 | 0 | 0 | 0 | 0 | 0 | 0 | 0 | 0 | 0 | 0 | 0 | 0 | 0 |  | 0 | 0 | 0 | 0 | 0 | 0 | 0 | 0 | 0 | 0 | 0 | 0 | 0
|  | 2 | Incurred Energy Charges |  |  |  | 0 | 0 | 0 | 0 | 0 | 0 | 0 | 0 | 0 | 0 | 0 | 0 | 0 | 0 | 0 | 0 | 0 | 0 | 0 |  | 0 | 0 | 0 | 0 | 0 | 0 | 0 | 0 | 0 | 0 | 0 | 0 | 0
|  | 2 | As Used Demand Charges |  |  |  | 0 | 0 | 0 | 0 | 0 | 0 | 0 | 0 | 0 | 0 | 0 | 0 | 0 | 0 | 0 | 0 | 0 | 0 | 0 |  | 0 | 0 | 0 | 0 | 0 | 0 | 0 | 0 | 0 | 0 | 0 | 0 | 0
|  | 2 | Contract Demand Charges Fixed |  |  |  | 0 | 0 | 0 | 0 | 0 | 0 | 0 | 0 | 0 | 0 | 0 | 0 | 0 | 0 | 0 | 0 | 0 | 0 | 0 |  | 0 | 0 | 0 | 0 | 0 | 0 | 0 | 0 | 0 | 0 | 0 | 0 | 0
|  | 2 | Customer Charges/ Fixed Charges |  |  |  | 0 | 0 | 0 | 0 | 0 | 0 | 0 | 0 | 0 | 0 | 0 | 0 | 0 | 0 | 0 | 0 | 0 | 0 | 0 |  | 0 | 0 | 0 | 0 | 0 | 0 | 0 | 0 | 0 | 0 | 0 | 0 | 0
|  | 2 | Energy Savings |  |  |  | 1923.3249 | 1597.6503 | 1677.1866 | 1763.5636 | 2060.8637 | 2066.8156 | 2072.7675 | 2078.7194 | 2084.6713 | 2090.6232 | 2193.0822 | 2295.5412 | 2398.0002 | 2500.4593 | 2602.9183 | 2708.3323 | 2813.7462 | 2919.1602 | 3024.5742 | 3129.9882 | 0 | 0 | 0 | 0 | 0 | 0 | 0 | 0 | 0 | 0 | 0 | 0 | 0
|  | 2 | Demand Savings |  |  |  | 0 | 0 | 0 | 0 | 0 | 0 | 0 | 0 | 0 | 0 | 0 | 0 | 0 | 0 | 0 | 0 | 0 | 0 | 0 |  | 0 | 0 | 0 | 0 | 0 | 0 | 0 | 0 | 0 | 0 | 0 | 0 | 0
|  | 2 | Energy Generation - Export |  |  |  | 0 | 0 | 0 | 0 | 0 | 0 | 0 | 0 | 0 | 0 | 0 | 0 | 0 | 0 | 0 | 0 | 0 | 0 | 0 |  | 0 | 0 | 0 | 0 | 0 | 0 | 0 | 0 | 0 | 0 | 0 | 0 | 0
|  | 2 | Generation Capacity |  |  |  | 1822.8969 | 1822.8969 | 1458.3175 | 1458.3175 | 1458.3175 | 1458.3175 | 1458.3175 | 1458.3175 | 1458.3175 | 1458.3175 | 1501.8331 | 1545.3487 | 1588.8642 | 1632.3798 | 1675.8954 | 1722.5376 | 1769.1798 | 1815.822 | 1862.4642 | 1909.1064 | 0 | 0 | 0 | 0 | 0 | 0 | 0 | 0 | 0 | 0 | 0 | 0 | 0
|  | 2 | Transmission Capacity |  |  |  | 610.8102 | 610.8102 | 488.6482 | 488.6482 | 488.6482 | 488.6482 | 488.6482 | 488.6482 | 488.6482 | 488.6482 | 496.2373 | 503.8265 | 511.4157 | 519.0049 | 526.5941 | 541.2498 | 555.9056 | 570.5613 | 585.2171 | 599.8728 | 0 | 0 | 0 | 0 | 0 | 0 | 0 | 0 | 0 | 0 | 0 | 0 | 0
|  | 2 | Distribution Capacity |  |  |  | 150.5735 | 150.5735 | 118.4032 | 121.6922 | 113.5726 | 114.621 | 115.6693 | 116.7176 | 117.766 | 118.8143 | 122.0996 | 125.3848 | 128.67 | 131.9553 | 135.2405 | 137.3226 | 139.4047 | 141.4868 | 143.5689 | 145.651 | 0 | 0 | 0 | 0 | 0 | 0 | 0 | 0 | 0 | 0 | 0 | 0 | 0
|  | 2 | GHG Impacts |  |  |  | 717.3857 | 587.3383 | 315.0275 | 412.4062 | 563.231 | 693.0653 | 822.8997 | 952.734 | 1082.5683 | 1212.4027 | 1308.6183 | 1404.8339 | 1501.0495 | 1597.2651 | 1693.4807 | 1798.5166 | 1903.5526 | 2008.5885 | 2113.6245 | 2218.6604 | 0 | 0 | 0 | 0 | 0 | 0 | 0 | 0 | 0 | 0 | 0 | 0 | 0
|  | 2 | Market Price Effects - Wholesale Energy |  |  |  | 115.1762 | 197.1171 | 271.7617 | 275.2563 | 351.7174 | 317.343 | 282.9686 | 248.5942 | 214.2198 | 179.8454 | 210.8146 | 241.7837 | 272.7529 | 303.722 | 334.6912 | 350.5797 | 366.4682 | 382.3567 | 398.2452 | 414.1337 | 0 | 0 | 0 | 0 | 0 | 0 | 0 | 0 | 0 | 0 | 0 | 0 | 0
|  | 2 | Market Price Effects - Wholesale Capacity |  |  |  | 0 | 0 | 0 | 0 | 0 | 0 | 0 | 0 | 0 | 0 | 0 | 0 | 0 | 0 | 0 | 0 | 0 | 0 | 0 | 0 | 0 | 0 | 0 | 0 | 0 | 0 | 0 | 0 | 0 | 0 | 0 | 0 | 0
|  | 2 | Avoided Cost of Participant Backup Generator |  |  |  | 10000 | 0 | 0 | 0 | 0 | 0 | 0 | 0 | 0 | 0 | 0 | 0 | 0 | 0 | 0 | 0 | 0 | 0 | 0 | 0 | 0 | 0 | 0 | 0 | 0 | 0 | 0 | 0 | 0 | 0 | 0 | 0 | 0
|  | 2 | Full Eq DoD Cycle | 2028: 365; 2029: 365; 2030: 365; 2031: 365; 2032: 365; 2033: 365; 2034: 365; 2035: 365; 2036: 365; 2037: 365; 2038: 365; 2039: 365; 2040: 365; 2041: 365; 2042: 365; 2043: 365; 2044: 365; 2045: 365; 2046: 365; 2047: 365
|  | 2 | Export MWh | 2028: 31.26; 2029: 30.993; 2030: 30.525; 2031: 30.414; 2032: 30.335; 2033: 30.299; 2034: 30.263; 2035: 30.227; 2036: 30.191; 2037: 30.155; 2038: 30.0702; 2039: 29.9854; 2040: 29.9006; 2041: 29.8158; 2042: 29.731; 2043: 29.7174; 2044: 29.7038; 2045: 29.6902; 2046: 29.6766; 2047: 29.663
|  | 2 | Charge MWh
|  | 2 | Total ESS Charge MWh | 2028: 21.4223; 2029: 21.4223; 2030: 21.4223; 2031: 21.4223; 2032: 21.4223; 2033: 21.4223; 2034: 21.4223; 2035: 21.4223; 2036: 21.4223; 2037: 21.4223; 2038: 21.4223; 2039: 21.4223; 2040: 21.4223; 2041: 21.4223; 2042: 21.4223; 2043: 21.4223; 2044: 21.4223; 2045: 21.4223; 2046: 21.4223; 2047: 21.4223
|  | 2 | Avg Generation Capacity | 2028: 0; 2029: 0; 2030: 0; 2031: 0; 2032: 0; 2033: 0; 2034: 0; 2035: 0; 2036: 0; 2037: 0; 2038: 0; 2039: 0; 2040: 0; 2041: 0; 2042: 0; 2043: 0; 2044: 0; 2045: 0; 2046: 0; 2047: 0
|  | 2 | Avg Transmission Capacity | 2028: 0; 2029: 0; 2030: 0; 2031: 0; 2032: 0; 2033: 0; 2034: 0; 2035: 0; 2036: 0; 2037: 0; 2038: 0; 2039: 0; 2040: 0; 2041: 0; 2042: 0; 2043: 0; 2044: 0; 2045: 0; 2046: 0; 2047: 0
|  | 2 | Avg Distribution Capacity | 2028: 0; 2029: 0; 2030: 0; 2031: 0; 2032: 0; 2033: 0; 2034: 0; 2035: 0; 2036: 0; 2037: 0; 2038: 0; 2039: 0; 2040: 0; 2041: 0; 2042: 0; 2043: 0; 2044: 0; 2045: 0; 2046: 0; 2047: 0.022056
|  | 2 | GHG Impacts | 2028: 21.3973; 2029: 21.2253; 2030: 20.7371; 2031: 19.922; 2032: 18.396; 2033: 17.1281; 2034: 15.8603; 2035: 14.5924; 2036: 13.3245; 2037: 12.0566; 2038: 11.4213; 2039: 10.786; 2040: 10.1507; 2041: 9.5153; 2042: 8.88; 2043: 8.4769; 2044: 8.0737; 2045: 7.6706; 2046: 7.2674; 2047: 6.8643
|  | 2 | Market Price Effects - Wholesale Energy | 2028: 21.4223; 2029: 21.4223; 2030: 21.4223; 2031: 21.422; 2032: 21.422; 2033: 21.4221; 2034: 21.4221; 2035: 21.4222; 2036: 21.4223; 2037: 21.4223; 2038: 21.4219; 2039: 21.4214; 2040: 21.4209; 2041: 21.4205; 2042: 21.42; 2043: 21.4205; 2044: 21.4209; 2045: 21.4214; 2046: 21.4219; 2047: 21.4223
|  | 2 | Market Price Effects - Wholesale Capacity | 2028: 0; 2029: 0; 2030: 0; 2031: 0; 2032: 0; 2033: 0; 2034: 0; 2035: 0; 2036: 0; 2037: 0; 2038: 0; 2039: 0; 2040: 0; 2041: 0; 2042: 0; 2043: 0; 2044: 0; 2045: 0; 2046: 0; 2047: 0
|  | 2 | Disharge MWh
|  | 2 | Total ESS DCharge MWh | 2028: 18.25; 2029: 18.25; 2030: 18.25; 2031: 18.25; 2032: 18.25; 2033: 18.25; 2034: 18.25; 2035: 18.25; 2036: 18.25; 2037: 18.25; 2038: 18.25; 2039: 18.25; 2040: 18.25; 2041: 18.25; 2042: 18.25; 2043: 18.25; 2044: 18.25; 2045: 18.25; 2046: 18.25; 2047: 18.25
|  | 2 | Avg Generation Capacity | 2028: 1.6; 2029: 1.6; 2030: 1.6; 2031: 1.6; 2032: 1.6; 2033: 1.6; 2034: 1.6; 2035: 1.6; 2036: 1.6; 2037: 1.6; 2038: 1.6; 2039: 1.6; 2040: 1.6; 2041: 1.6; 2042: 1.6; 2043: 1.6; 2044: 1.6; 2045: 1.6; 2046: 1.6; 2047: 1.6
|  | 2 | Avg Transmission Capacity | 2028: 1.6; 2029: 1.6; 2030: 1.6; 2031: 1.6; 2032: 1.6; 2033: 1.6; 2034: 1.6; 2035: 1.6; 2036: 1.6; 2037: 1.6; 2038: 1.6; 2039: 1.6; 2040: 1.6; 2041: 1.6; 2042: 1.6; 2043: 1.6; 2044: 1.6; 2045: 1.6; 2046: 1.6; 2047: 1.6
|  | 2 | Avg Distribution Capacity | 2028: 1.465; 2029: 1.465; 2030: 1.44; 2031: 1.48; 2032: 1.38; 2033: 1.393; 2034: 1.406; 2035: 1.419; 2036: 1.432; 2037: 1.445; 2038: 1.4612; 2039: 1.4774; 2040: 1.4936; 2041: 1.5098; 2042: 1.526; 2043: 1.5138; 2044: 1.5016; 2045: 1.4894; 2046: 1.4772; 2047: 1.465
|  | 2 | GHG Impacts | 2028: 18.25; 2029: 18.25; 2030: 18.25; 2031: 18.25; 2032: 18.25; 2033: 18.25; 2034: 18.25; 2035: 18.25; 2036: 18.25; 2037: 18.13; 2038: 18.25; 2039: 18.25; 2040: 18.25; 2041: 18.25; 2042: 17.7; 2043: 18.25; 2044: 18.25; 2045: 18.25; 2046: 18.25; 2047: 17.11
|  | 2 | Market Price Effects - Wholesale Energy | 2028: 18.25; 2029: 18.25; 2030: 18.25; 2031: 18.25; 2032: 18.25; 2033: 18.25; 2034: 18.25; 2035: 18.25; 2036: 18.25; 2037: 18.25; 2038: 18.25; 2039: 18.25; 2040: 18.25; 2041: 18.25; 2042: 18.25; 2043: 18.25; 2044: 18.25; 2045: 18.25; 2046: 18.25; 2047: 18.25
|  | 2 | Market Price Effects - Wholesale Capacity | 2028: 0; 2029: 0; 2030: 0; 2031: 0; 2032: 0; 2033: 0; 2034: 0; 2035: 0; 2036: 0; 2037: 0; 2038: 0; 2039: 0; 2040: 0; 2041: 0; 2042: 0; 2043: 0; 2044: 0; 2045: 0; 2046: 0; 2047: 0
2
|  | 3 | Case 3¦C&I - Small (0.5 MW/1 MWh)
|  | 3 |  | 2025 | 2026 | 2027 | 2028 | 2029 | 2030 | 2031 | 2032 | 2033 | 2034 | 2035 | 2036 | 2037 | 2038 | 2039 | 2040 | 2041 | 2042 | 2043 | 2044 | 2045 | 2046 | 2047 | 2048 | 2049 | 2050 | 2051 | 2052 | 2053 | 2054 | 2055 | 2056 | 2057 | 2058 | 2059 | 2060
|  | 3 | Capacity - PJM Market |  |  |  | 0 | 0 | 0 | 0 | 0 | 0 | 0 | 0 | 0 | 0 | 0 | 0 | 0 | 0 | 0 | 0 | 0 | 0 | 0 | 0 | 0 | 0 | 0 | 0 | 0 | 0 | 0 | 0 | 0 | 0 | 0 | 0 | 0
|  | 3 | Energy Arbitrage - PJM Market |  |  |  | 0 | 0 | 0 | 0 | 0 | 0 | 0 | 0 | 0 | 0 | 0 | 0 | 0 | 0 | 0 | 0 | 0 | 0 | 0 |  | 0 | 0 | 0 | 0 | 0 | 0 | 0 | 0 | 0 | 0 | 0 | 0 | 0
|  | 3 | Spin- PJM Market |  |  |  | 6061.1275 | 5780.1453 | 5805.0749 | 5457.9457 | 5222.8448 | 5343.2367 | 5463.6286 | 5584.0206 | 5704.4125 | 5824.8044 | 6134.5533 | 6444.3023 | 6754.0512 | 7063.8001 | 7373.549 | 7714.5039 | 8055.4588 | 8396.4137 | 8737.3686 | 9078.3235 | 0 | 0 | 0 | 0 | 0 | 0 | 0 | 0 | 0 | 0 | 0 | 0 | 0
|  | 3 | Non-Spin - PJM Market |  |  |  | 0 | 0 | 0 | 0 | 0 | 0 | 0 | 0 | 0 | 0 | 0 | 0 | 0 | 0 | 0 | 0 | 0 | 0 | 0 |  | 0 | 0 | 0 | 0 | 0 | 0 | 0 | 0 | 0 | 0 | 0 | 0 | 0
|  | 3 | Regulation - PJM Market |  |  |  | 60788.1025 | 36147.7908 | 23317.6043 | 17739.1497 | 13121.591 | 11901.1005 | 10680.6099 | 9460.1194 | 8239.6289 | 7019.1384 | 7221.0505 | 7422.9626 | 7624.8747 | 7826.7868 | 8028.6989 | 8103.1828 | 8177.6667 | 8252.1506 | 8326.6345 | 8401.1184 | 0 | 0 | 0 | 0 | 0 | 0 | 0 | 0 | 0 | 0 | 0 | 0 | 0
|  | 3 | Incurred Energy Charges |  |  |  | 0 | 0 | 0 | 0 | 0 | 0 | 0 | 0 | 0 | 0 | 0 | 0 | 0 | 0 | 0 | 0 | 0 | 0 | 0 |  | 0 | 0 | 0 | 0 | 0 | 0 | 0 | 0 | 0 | 0 | 0 | 0 | 0
|  | 3 | As Used Demand Charges |  |  |  | 0 | 0 | 0 | 0 | 0 | 0 | 0 | 0 | 0 | 0 | 0 | 0 | 0 | 0 | 0 | 0 | 0 | 0 | 0 |  | 0 | 0 | 0 | 0 | 0 | 0 | 0 | 0 | 0 | 0 | 0 | 0 | 0
|  | 3 | Contract Demand Charges Fixed |  |  |  | 0 | 0 | 0 | 0 | 0 | 0 | 0 | 0 | 0 | 0 | 0 | 0 | 0 | 0 | 0 | 0 | 0 | 0 | 0 |  | 0 | 0 | 0 | 0 | 0 | 0 | 0 | 0 | 0 | 0 | 0 | 0 | 0
|  | 3 | Customer Charges/ Fixed Charges |  |  |  | 0 | 0 | 0 | 0 | 0 | 0 | 0 | 0 | 0 | 0 | 0 | 0 | 0 | 0 | 0 | 0 | 0 | 0 | 0 |  | 0 | 0 | 0 | 0 | 0 | 0 | 0 | 0 | 0 | 0 | 0 | 0 | 0
|  | 3 | Energy Savings |  |  |  | 798.6987 | 600.8576 | 3050.4129 | 3289.5838 | 3511.4438 | 4050.6779 | 4589.9119 | 5129.1459 | 5668.3799 | 6207.6139 | 6339.7859 | 6471.9578 | 6604.1298 | 6736.3018 | 6868.4737 | 7185.3923 | 7502.3109 | 7819.2295 | 8136.1481 | 8453.0667 | 0 | 0 | 0 | 0 | 0 | 0 | 0 | 0 | 0 | 0 | 0 | 0 | 0
|  | 3 | Demand Savings |  |  |  | 11997.8645 | 14367.7216 | 16778.578 | 17271.1368 | 16661.1273 | 17007.7582 | 17354.389 | 17701.0199 | 18047.6507 | 18394.2816 | 18705.7 | 19017.1185 | 19328.5369 | 19639.9554 | 19951.3738 | 20881.0235 | 21810.6732 | 22740.3229 | 23669.9726 | 24599.6223 | 0 | 0 | 0 | 0 | 0 | 0 | 0 | 0 | 0 | 0 | 0 | 0 | 0
|  | 3 | Energy Generation - Export |  |  |  | 630.7576 | 1570.6774 | 1693.3216 | 1976.6422 | 2506.2458 | 2588.3844 | 2670.5231 | 2752.6617 | 2834.8004 | 2916.939 | 2882.1479 | 2847.3569 | 2812.5658 | 2777.7748 | 2742.9837 | 2730.9035 | 2718.8233 | 2706.7431 | 2694.6629 | 2682.5827 | 0 | 0 | 0 | 0 | 0 | 0 | 0 | 0 | 0 | 0 | 0 | 0 | 0
|  | 3 | Generation Capacity |  |  |  | 15042.3795 | 14117.5144 | 13978.7059 | 13909.6825 | 15525.3481 | 16441.2 | 17357.0519 | 18272.9038 | 19188.7556 | 20104.6075 | 20681.8421 | 21259.0767 | 21836.3113 | 22413.5459 | 22990.7805 | 23158.1104 | 23325.4403 | 23492.7703 | 23660.1002 | 23827.4302 | 0 | 0 | 0 | 0 | 0 | 0 | 0 | 0 | 0 | 0 | 0 | 0 | 0
|  | 3 | Transmission Capacity |  |  |  | 5040.3502 | 4730.4495 | 4683.9381 | 4660.8099 | 5202.1818 | 5509.0623 | 5815.9429 | 6122.8235 | 6429.7041 | 6736.5847 | 6834.0846 | 6931.5844 | 7029.0843 | 7126.5842 | 7224.0841 | 7276.6619 | 7329.2397 | 7381.8176 | 7434.3954 | 7486.9733 | 0 | 0 | 0 | 0 | 0 | 0 | 0 | 0 | 0 | 0 | 0 | 0 | 0
|  | 3 | Distribution Capacity |  |  |  | 747.8749 | 837.4261 | 953.2586 | 937.0089 | 1116.617 | 1192.8013 | 1268.9855 | 1345.1697 | 1421.354 | 1497.5382 | 1506.8573 | 1516.1763 | 1525.4953 | 1534.8144 | 1544.1334 | 1526.6845 | 1509.2356 | 1491.7867 | 1474.3377 | 1456.8888 | 0 | 0 | 0 | 0 | 0 | 0 | 0 | 0 | 0 | 0 | 0 | 0 | 0
|  | 3 | GHG Impacts |  |  |  | 6878.4045 | 8382.8757 | 3474.2102 | 5546.6357 | 7206.8656 | 8223.6799 | 9240.4942 | 10257.3085 | 11274.1229 | 12290.9372 | 14528.0554 | 16765.1737 | 19002.2919 | 21239.4101 | 23476.5284 | 26010.4077 | 28544.2871 | 31078.1665 | 33612.0459 | 36145.9252 | 0 | 0 | 0 | 0 | 0 | 0 | 0 | 0 | 0 | 0 | 0 | 0 | 0
|  | 3 | Market Price Effects - Wholesale Energy |  |  |  | -668.3955 | -362.1495 | -500.9749 | -489.6005 | 725.1762 | 650.2303 | 575.2844 | 500.3385 | 425.3926 | 350.4467 | 798.6457 | 1246.8447 | 1695.0436 | 2143.2426 | 2591.4416 | 2821.3817 | 3051.3218 | 3281.2619 | 3511.202 | 3741.1421 | 0 | 0 | 0 | 0 | 0 | 0 | 0 | 0 | 0 | 0 | 0 | 0 | 0
|  | 3 | Market Price Effects - Wholesale Capacity |  |  |  | 0 | 0 | 0 | 0 | 0 | 0 | 0 | 0 | 0 | 0 | 0 | 0 | 0 | 0 | 0 | 0 | 0 | 0 | 0 |  | 0 | 0 | 0 | 0 | 0 | 0 | 0 | 0 | 0 | 0 | 0 | 0 | 0
|  | 3 | Avoided Cost of Participant Backup Generator | 2048: 0; 2049: 0; 2050: 0; 2051: 0; 2052: 0; 2053: 0; 2054: 0; 2055: 0; 2056: 0; 2057: 0; 2058: 0; 2059: 0; 2060: 0
|  | 3 | Full Eq DoD Cycle | 2028: 365; 2029: 365; 2030: 365; 2031: 365; 2032: 365; 2033: 365; 2034: 365; 2035: 365; 2036: 365; 2037: 361.8291; 2038: 361.8291; 2039: 361.8291; 2040: 361.8291; 2041: 361.8291; 2042: 365; 2043: 365; 2044: 365; 2045: 365; 2046: 365; 2047: 365
|  | 3 | Export MWh | 2028: 14.09; 2029: 4.096; 2030: 3.134; 2031: 4.056; 2032: 4.8856; 2033: 5.7152; 2034: 6.5448; 2035: 7.3744; 2036: 8.204; 2037: 7.1718; 2038: 6.1396; 2039: 5.1074; 2040: 4.0752; 2041: 3.043; 2042: 2.6398; 2043: 2.2366; 2044: 1.8334; 2045: 1.4302; 2046: 1.027
|  | 3 | Charge MWh
|  | 3 | Total ESS Charge MWh | 2028: 428.3292; 2029: 428.3292; 2030: 428.3292; 2031: 428.3292; 2032: 428.3292; 2033: 428.3292; 2034: 428.3292; 2035: 428.3292; 2036: 428.3292; 2037: 424.599; 2038: 424.599; 2039: 424.599; 2040: 424.599; 2041: 424.599; 2042: 428.3292; 2043: 428.3292; 2044: 428.3292; 2045: 428.3292; 2046: 428.3292; 2047: 428.3292
|  | 3 | Avg Generation Capacity | 2028: 0.24707; 2029: 0.13121; 2030: 0.24191; 2031: 0.19279; 2032: 0.06117; 2033: 0.062367; 2034: 0.063565; 2035: 0.064763; 2036: 0.06596; 2037: 0.067158; 2038: 0.073821; 2039: 0.080484; 2040: 0.087147; 2041: 0.09381; 2042: 0.10047; 2043: 0.089553; 2044: 0.078632; 2045: 0.067711; 2046: 0.05679; 2047: 0.045869
|  | 3 | Avg Transmission Capacity | 2028: 0.24707; 2029: 0.13121; 2030: 0.24191; 2031: 0.19279; 2032: 0.06117; 2033: 0.062367; 2034: 0.063565; 2035: 0.064763; 2036: 0.06596; 2037: 0.067158; 2038: 0.073821; 2039: 0.080484; 2040: 0.087147; 2041: 0.09381; 2042: 0.10047; 2043: 0.089553; 2044: 0.078632; 2045: 0.067711; 2046: 0.05679; 2047: 0.045869
|  | 3 | Avg Distribution Capacity | 2028: 0.74252; 2029: 0.48393; 2030: 0.38406; 2031: 0.46668; 2032: 0.17535; 2033: 0.18883; 2034: 0.20232; 2035: 0.2158; 2036: 0.22928; 2037: 0.24277; 2038: 0.27433; 2039: 0.30589; 2040: 0.33745; 2041: 0.36902; 2042: 0.40058; 2043: 0.56999; 2044: 0.73939; 2045: 0.9088; 2046: 1.0782; 2047: 1.2476
|  | 3 | GHG Impacts | 2028: 428.2389; 2029: 427.8054; 2030: 426.5051; 2031: 422.1384; 2032: 413.8896; 2033: 398.2876; 2034: 382.6856; 2035: 367.0836; 2036: 351.4816; 2037: 335.8796; 2038: 319.8519; 2039: 303.8242; 2040: 287.7965; 2041: 271.7688; 2042: 255.7412; 2043: 241.7176; 2044: 227.6941; 2045: 213.6705; 2046: 199.647; 2047: 185.6234
|  | 3 | Market Price Effects - Wholesale Energy | 2028: 428.3292; 2029: 428.3292; 2030: 428.3292; 2031: 428.3292; 2032: 428.3292; 2033: 427.5832; 2034: 426.8371; 2035: 426.0911; 2036: 425.345; 2037: 424.599; 2038: 425.345; 2039: 426.0911; 2040: 426.8371; 2041: 427.5832; 2042: 428.3292; 2043: 428.3292; 2044: 428.3292; 2045: 428.3292; 2046: 428.3292; 2047: 428.3292
|  | 3 | Market Price Effects - Wholesale Capacity | 2028: 0; 2029: 0; 2030: 0; 2031: 0; 2032: 0; 2033: 0; 2034: 0; 2035: 0; 2036: 0; 2037: 0; 2038: 0; 2039: 0; 2040: 0; 2041: 0; 2042: 0; 2043: 0; 2044: 0; 2045: 0; 2046: 0
|  | 3 | Disharge MWh
|  | 3 | Total ESS DCharge MWh | 2028: 365; 2029: 365; 2030: 365; 2031: 365; 2032: 365; 2033: 365; 2034: 365; 2035: 365; 2036: 365; 2037: 361.8291; 2038: 361.8291; 2039: 361.8291; 2040: 361.8291; 2041: 361.8291; 2042: 365; 2043: 365; 2044: 365; 2045: 365; 2046: 365; 2047: 365
|  | 3 | Avg Generation Capacity | 2028: 13.4501; 2029: 12.5225; 2030: 15.5787; 2031: 15.4539; 2032: 17.0949; 2033: 18.1009; 2034: 19.1069; 2035: 20.113; 2036: 21.119; 2037: 22.125; 2038: 22.11; 2039: 22.095; 2040: 22.0801; 2041: 22.0651; 2042: 22.0501; 2043: 21.6431; 2044: 21.2362; 2045: 20.8293; 2046: 20.4223; 2047: 20.0154
|  | 3 | Avg Transmission Capacity | 2028: 13.4501; 2029: 12.5225; 2030: 15.5787; 2031: 15.4539; 2032: 17.0949; 2033: 18.1009; 2034: 19.1069; 2035: 20.113; 2036: 21.119; 2037: 22.125; 2038: 22.11; 2039: 22.095; 2040: 22.0801; 2041: 22.0651; 2042: 22.0501; 2043: 21.6431; 2044: 21.2362; 2045: 20.8293; 2046: 20.4223; 2047: 20.0154
|  | 3 | Avg Distribution Capacity | 2028: 8.0189; 2029: 8.6316; 2030: 11.9774; 2031: 11.8624; 2032: 13.7555; 2033: 14.6955; 2034: 15.6355; 2035: 16.5755; 2036: 17.5156; 2037: 18.4556; 2038: 18.3298; 2039: 18.2041; 2040: 18.0783; 2041: 17.9526; 2042: 17.8268; 2043: 17.3976; 2044: 16.9684; 2045: 16.5392; 2046: 16.11; 2047: 15.6808
|  | 3 | GHG Impacts | 2028: 364.964; 2029: 364.9572; 2030: 364.5718; 2031: 363.654; 2032: 361.305; 2033: 357.0983; 2034: 352.8915; 2035: 348.6848; 2036: 344.4781; 2037: 340.2714; 2038: 337.8176; 2039: 335.3638; 2040: 332.9101; 2041: 330.4563; 2042: 328.0025; 2043: 323.7761; 2044: 319.5496; 2045: 315.3231; 2046: 311.0967; 2047: 306.8702
|  | 3 | Market Price Effects - Wholesale Energy | 2028: 365; 2029: 365; 2030: 365; 2031: 365; 2032: 365; 2033: 364.3658; 2034: 363.7317; 2035: 363.0975; 2036: 362.4633; 2037: 361.8291; 2038: 362.4633; 2039: 363.0975; 2040: 363.7317; 2041: 364.3658; 2042: 365; 2043: 365; 2044: 365; 2045: 365; 2046: 365; 2047: 365
|  | 3 | Market Price Effects - Wholesale Capacity | 2028: 0; 2029: 0; 2030: 0; 2031: 0; 2032: 0; 2033: 0; 2034: 0; 2035: 0; 2036: 0; 2037: 0; 2038: 0; 2039: 0; 2040: 0; 2041: 0; 2042: 0; 2043: 0; 2044: 0; 2045: 0; 2046: 0; 2047: 0
3
|  | 4 | Case 4¦C&I - Small (0.5 MW/2 MWh)
|  | 4 |  | 2025 | 2026 | 2027 | 2028 | 2029 | 2030 | 2031 | 2032 | 2033 | 2034 | 2035 | 2036 | 2037 | 2038 | 2039 | 2040 | 2041 | 2042 | 2043 | 2044 | 2045 | 2046 | 2047 | 2048 | 2049 | 2050 | 2051 | 2052 | 2053 | 2054 | 2055 | 2056 | 2057 | 2058 | 2059 | 2060
|  | 4 | Capacity - PJM Market |  |  |  | 0 | 0 | 0 | 0 | 0 | 0 | 0 | 0 | 0 | 0 | 0 | 0 | 0 | 0 | 0 | 0 | 0 | 0 | 0 | 0 | 0 | 0 | 0 | 0 | 0 | 0 | 0 | 0 | 0 | 0 | 0 | 0 | 0
|  | 4 | Energy Arbitrage - PJM Market | 2028: 0; 2029: 0; 2030: 0; 2031: 0; 2032: 0; 2033: 0; 2034: 0; 2035: 0; 2036: 0; 2037: 0; 2038: 0; 2039: 0; 2040: 0; 2041: 0; 2042: 0; 2043: 0; 2044: 0; 2045: 0; 2046: 0; 2047: 0
|  | 4 | Spin- PJM Market | 2028: 5804.9645; 2029: 5521.8842; 2030: 5732.9526; 2031: 5367.146; 2032: 5147.6817; 2033: 5268.652; 2034: 5389.6222; 2035: 5510.5925; 2036: 5631.5628; 2037: 5752.5331; 2038: 6067.2547; 2039: 6381.9764; 2040: 6696.698; 2041: 7011.4197; 2042: 7326.1413; 2043: 7663.7366; 2044: 8001.3318; 2045: 8338.927; 2046: 8676.5223; 2047: 9014.1175
|  | 4 | Non-Spin - PJM Market | 2028: 0; 2029: 0; 2030: 0; 2031: 0; 2032: 0; 2033: 0; 2034: 0; 2035: 0; 2036: 0; 2037: 0; 2038: 0; 2039: 0; 2040: 0; 2041: 0; 2042: 0; 2043: 0; 2044: 0; 2045: 0; 2046: 0; 2047: 0
|  | 4 | Regulation - PJM Market | 2028: 69046.8314; 2029: 43078.8823; 2030: 28587.3561; 2031: 21464.2721; 2032: 15381.0819; 2033: 13725.6736; 2034: 12070.2653; 2035: 10414.857; 2036: 8759.4488; 2037: 7104.0405; 2038: 7393.5947; 2039: 7683.1489; 2040: 7972.7031; 2041: 8262.2573; 2042: 8551.8115; 2043: 8767.5575; 2044: 8983.3036; 2045: 9199.0497; 2046: 9414.7957; 2047: 9630.5418
|  | 4 | Incurred Energy Charges | 2028: 0; 2029: 0; 2030: 0; 2031: 0; 2032: 0; 2033: 0; 2034: 0; 2035: 0; 2036: 0; 2037: 0; 2038: 0; 2039: 0; 2040: 0; 2041: 0; 2042: 0; 2043: 0; 2044: 0; 2045: 0; 2046: 0; 2047: 0
|  | 4 | As Used Demand Charges | 2028: 0; 2029: 0; 2030: 0; 2031: 0; 2032: 0; 2033: 0; 2034: 0; 2035: 0; 2036: 0; 2037: 0; 2038: 0; 2039: 0; 2040: 0; 2041: 0; 2042: 0; 2043: 0; 2044: 0; 2045: 0; 2046: 0; 2047: 0
|  | 4 | Contract Demand Charges Fixed | 2028: 0; 2029: 0; 2030: 0; 2031: 0; 2032: 0; 2033: 0; 2034: 0; 2035: 0; 2036: 0; 2037: 0; 2038: 0; 2039: 0; 2040: 0; 2041: 0; 2042: 0; 2043: 0; 2044: 0; 2045: 0; 2046: 0; 2047: 0
|  | 4 | Customer Charges/ Fixed Charges | 2028: 0; 2029: 0; 2030: 0; 2031: 0; 2032: 0; 2033: 0; 2034: 0; 2035: 0; 2036: 0; 2037: 0; 2038: 0; 2039: 0; 2040: 0; 2041: 0; 2042: 0; 2043: 0; 2044: 0; 2045: 0; 2046: 0; 2047: 0
|  | 4 | Energy Savings | 2028: -7808.4351; 2029: -6396.4968; 2030: 582.874; 2031: 1222.5236; 2032: 1462.9934; 2033: 2578.455; 2034: 3693.9167; 2035: 4809.3784; 2036: 5924.8401; 2037: 7040.3018; 2038: 6937.7334; 2039: 6835.1651; 2040: 6732.5968; 2041: 6630.0285; 2042: 6527.4602; 2043: 6299.3558; 2044: 6071.2514; 2045: 5843.147; 2046: 5615.0427; 2047: 5386.9383
|  | 4 | Demand Savings | 2028: 11770.4999; 2029: 14106.2027; 2030: 18641.8386; 2031: 19676.7344; 2032: 19762.4012; 2033: 20261.8949; 2034: 20761.3886; 2035: 21260.8823; 2036: 21760.3759; 2037: 22259.8696; 2038: 21604.0534; 2039: 20948.2371; 2040: 20292.4209; 2041: 19636.6046; 2042: 18980.7884; 2043: 19128.9242; 2044: 19277.0601; 2045: 19425.1959; 2046: 19573.3317; 2047: 19721.4676
|  | 4 | Energy Generation - Export | 2028: 4234.3293; 2029: 4593.2214; 2030: 2889.1477; 2031: 3153.2193; 2032: 3923.0291; 2033: 3969.2639; 2034: 4015.4986; 2035: 4061.7334; 2036: 4107.9681; 2037: 4154.2029; 2038: 4104.6259; 2039: 4055.049; 2040: 4005.472; 2041: 3955.8951; 2042: 3906.3181; 2043: 3930.599; 2044: 3954.8798; 2045: 3979.1607; 2046: 4003.4415; 2047: 4027.7223
|  | 4 | Generation Capacity | 2028: 31712.4031; 2029: 31146.1555; 2030: 24851.7285; 2031: 24230.0439; 2032: 26553.8655; 2033: 27896.9161; 2034: 29239.9667; 2035: 30583.0173; 2036: 31926.0679; 2037: 33269.1185; 2038: 34224.8822; 2039: 34755.2417; 2040: 35285.6013; 2041: 35815.9609; 2042: 36346.3205; 2043: 35993.3745; 2044: 35640.4285; 2045: 35287.4825; 2046: 34934.5366; 2047: 34581.5906
|  | 4 | Transmission Capacity | 2028: 10806.9995; 2029: 10614.0328; 2030: 8469.0087; 2031: 8257.1501; 2032: 9049.0655; 2033: 9506.7522; 2034: 9964.439; 2035: 10422.1258; 2036: 10879.8125; 2037: 11337.4993; 2038: 11454.0733; 2039: 11480.4643; 2040: 11506.8553; 2041: 11533.2463; 2042: 11559.6373; 2043: 11447.3858; 2044: 11335.1343; 2045: 11222.8829; 2046: 11110.6314; 2047: 10998.38
|  | 4 | Distribution Capacity | 2028: 1797.6619; 2029: 1964.5343; 2030: 1704.7077; 2031: 1721.3687; 2032: 1863.8042; 2033: 1976.558; 2034: 2089.3118; 2035: 2202.0657; 2036: 2314.8195; 2037: 2427.5733; 2038: 2461.6254; 2039: 2476.3677; 2040: 2491.11; 2041: 2505.8522; 2042: 2520.5945; 2043: 2420.4414; 2044: 2320.2884; 2045: 2220.1353; 2046: 2119.9823; 2047: 2019.8292
|  | 4 | GHG Impacts | 2028: 15013.2332; 2029: 14426.3798; 2030: 3626.5827; 2031: 6356.7387; 2032: 8160.1435; 2033: 8548.7323; 2034: 8937.321; 2035: 9325.9098; 2036: 9714.4985; 2037: 10103.0872; 2038: 13270.8949; 2039: 16438.7025; 2040: 19606.5101; 2041: 22774.3177; 2042: 25942.1254; 2043: 30222.4158; 2044: 34502.7063; 2045: 38782.9967; 2046: 43063.2872; 2047: 47343.5776
|  | 4 | Market Price Effects - Wholesale Energy | 2028: -1250.232; 2029: -365.2905; 2030: -380.0875; 2031: -616.1386; 2032: 1255.1646; 2033: 1009.1099; 2034: 763.0553; 2035: 517.0006; 2036: 270.9459; 2037: 24.8912; 2038: 606.1625; 2039: 1187.4337; 2040: 1768.705; 2041: 2349.9762; 2042: 2931.2475; 2043: 3345.4479; 2044: 3759.6483; 2045: 4173.8487; 2046: 4588.049; 2047: 5002.2494
|  | 4 | Market Price Effects - Wholesale Capacity | 2028: 0; 2029: 0; 2030: 0; 2031: 0; 2032: 0; 2033: 0; 2034: 0; 2035: 0; 2036: 0; 2037: 0; 2038: 0; 2039: 0; 2040: 0; 2041: 0; 2042: 0; 2043: 0; 2044: 0; 2045: 0; 2046: 0; 2047: 0
|  | 4 | Avoided Cost of Participant Backup Generator
|  | 4 | Full Eq DoD Cycle | 2028: 358.2815; 2029: 332.8232; 2030: 284.3448; 2031: 271.5464; 2032: 254.9868; 2033: 254.9868; 2034: 254.9868; 2035: 254.9868; 2036: 254.9868; 2037: 211.1308; 2038: 211.1308; 2039: 211.1308; 2040: 211.1308; 2041: 211.1308; 2042: 224.2795; 2043: 224.2795; 2044: 224.2795; 2045: 224.2795; 2046: 224.2795; 2047: 238.8329
|  | 4 | Export MWh | 2028: 3.726; 2029: 4.096; 2030: 3.134; 2031: 4.056; 2032: 4.8856; 2033: 5.7152; 2034: 6.5448; 2035: 7.3744; 2036: 8.204; 2037: 7.1718; 2038: 6.1396; 2039: 5.1074; 2040: 4.0752; 2041: 3.043; 2042: 2.6398; 2043: 2.2366; 2044: 1.8334; 2045: 1.4302; 2046: 1.027; 2047: 1.027
|  | 4 | Charge MWh
|  | 4 | Total ESS Charge MWh | 2028: 840.8511; 2029: 780.9526; 2030: 666.892; 2031: 636.7798; 2032: 597.8181; 2033: 597.8181; 2034: 597.8181; 2035: 597.8181; 2036: 597.8181; 2037: 494.6334; 2038: 494.6334; 2039: 494.6334; 2040: 494.6334; 2041: 494.6334; 2042: 525.5697; 2043: 525.5697; 2044: 525.5697; 2045: 525.5697; 2046: 525.5697; 2047: 559.811
|  | 4 | Avg Generation Capacity | 2028: 0.2145; 2029: 0.096033; 2030: 0.23169; 2031: 0.14833; 2032: 0.056835; 2033: 0.05422; 2034: 0.051605; 2035: 0.04899; 2036: 0.046375; 2037: 0.04376; 2038: 0.050838; 2039: 0.057915; 2040: 0.064993; 2041: 0.072071; 2042: 0.079148; 2043: 0.070145; 2044: 0.061142; 2045: 0.052139; 2046: 0.043136; 2047: 0.034133
|  | 4 | Avg Transmission Capacity | 2028: 0.2145; 2029: 0.096033; 2030: 0.23169; 2031: 0.14833; 2032: 0.056835; 2033: 0.05422; 2034: 0.051605; 2035: 0.04899; 2036: 0.046375; 2037: 0.04376; 2038: 0.050838; 2039: 0.057915; 2040: 0.064993; 2041: 0.072071; 2042: 0.079148; 2043: 0.070145; 2044: 0.061142; 2045: 0.052139; 2046: 0.043136; 2047: 0.034133
|  | 4 | Avg Distribution Capacity | 2028: 0.94116; 2029: 0.61; 2030: 0.59907; 2031: 0.59341; 2032: 0.39546; 2033: 0.39261; 2034: 0.38976; 2035: 0.38691; 2036: 0.38406; 2037: 0.38121; 2038: 0.42547; 2039: 0.46974; 2040: 0.514; 2041: 0.55827; 2042: 0.60253; 2043: 1.0084; 2044: 1.4142; 2045: 1.8201; 2046: 2.226; 2047: 2.6318
|  | 4 | GHG Impacts | 2028: 840.6945; 2029: 779.7176; 2030: 664.4289; 2031: 631.3071; 2032: 587.2727; 2033: 555.4118; 2034: 523.5508; 2035: 491.6899; 2036: 459.8289; 2037: 427.968; 2038: 410.7931; 2039: 393.6182; 2040: 376.4432; 2041: 359.2683; 2042: 342.0934; 2043: 321.9612; 2044: 301.829; 2045: 281.6967; 2046: 261.5645; 2047: 241.4323
|  | 4 | Market Price Effects - Wholesale Energy | 2028: 840.8511; 2029: 780.9526; 2030: 666.892; 2031: 636.7798; 2032: 597.8181; 2033: 577.1811; 2034: 556.5442; 2035: 535.9073; 2036: 515.2703; 2037: 494.6334; 2038: 500.8206; 2039: 507.0079; 2040: 513.1951; 2041: 519.3824; 2042: 525.5697; 2043: 532.4179; 2044: 539.2662; 2045: 546.1145; 2046: 552.9628; 2047: 559.811
|  | 4 | Market Price Effects - Wholesale Capacity | 2028: 0; 2029: 0; 2030: 0; 2031: 0; 2032: 0; 2033: 0; 2034: 0; 2035: 0; 2036: 0; 2037: 0; 2038: 0; 2039: 0; 2040: 0; 2041: 0; 2042: 0; 2043: 0; 2044: 0; 2045: 0; 2046: 0; 2047: 0
|  | 4 | Disharge MWh
|  | 4 | Total ESS DCharge MWh | 2028: 716.563; 2029: 665.6465; 2030: 568.6896; 2031: 543.0929; 2032: 509.9735; 2033: 509.9735; 2034: 509.9735; 2035: 509.9735; 2036: 509.9735; 2037: 422.2617; 2038: 422.2617; 2039: 422.2617; 2040: 422.2617; 2041: 422.2617; 2042: 448.559; 2043: 448.559; 2044: 448.559; 2045: 448.559; 2046: 448.559; 2047: 477.6658
|  | 4 | Avg Generation Capacity | 2028: 28.4051; 2029: 27.7833; 2030: 27.8465; 2031: 27.0724; 2032: 29.5631; 2033: 31.0528; 2034: 32.5426; 2035: 34.0323; 2036: 35.5221; 2037: 37.0119; 2038: 36.5654; 2039: 36.1189; 2040: 35.6724; 2041: 35.226; 2042: 34.7795; 2043: 33.6269; 2044: 32.4743; 2045: 31.3217; 2046: 30.1691; 2047: 29.0166
|  | 4 | Avg Transmission Capacity | 2028: 28.4051; 2029: 27.7833; 2030: 27.8465; 2031: 27.0724; 2032: 29.5631; 2033: 31.0528; 2034: 32.5426; 2035: 34.0323; 2036: 35.5221; 2037: 37.0119; 2038: 36.5654; 2039: 36.1189; 2040: 35.6724; 2041: 35.226; 2042: 34.7795; 2043: 33.6269; 2044: 32.4743; 2045: 31.3217; 2046: 30.1691; 2047: 29.0166
|  | 4 | Avg Distribution Capacity | 2028: 18.3586; 2029: 19.6442; 2030: 21.245; 2031: 21.4412; 2032: 22.9683; 2033: 24.331; 2034: 25.6937; 2035: 27.0564; 2036: 28.4192; 2037: 29.7819; 2038: 29.5668; 2039: 29.3517; 2040: 29.1367; 2041: 28.9216; 2042: 28.7065; 2043: 27.4455; 2044: 26.1844; 2045: 24.9234; 2046: 23.6624; 2047: 22.4013
|  | 4 | GHG Impacts | 2028: 716.527; 2029: 665.3139; 2030: 567.3851; 2031: 540.0942; 2032: 504.2779; 2033: 482.5914; 2034: 460.905; 2035: 439.2186; 2036: 417.5321; 2037: 395.8457; 2038: 396.8957; 2039: 397.9458; 2040: 398.9958; 2041: 400.0459; 2042: 401.096; 2043: 400.6595; 2044: 400.2231; 2045: 399.7867; 2046: 399.3503; 2047: 398.9138
|  | 4 | Market Price Effects - Wholesale Energy | 2028: 716.563; 2029: 665.6465; 2030: 568.6896; 2031: 543.0929; 2032: 509.9735; 2033: 492.4312; 2034: 474.8888; 2035: 457.3464; 2036: 439.804; 2037: 422.2617; 2038: 427.5211; 2039: 432.7806; 2040: 438.0401; 2041: 443.2995; 2042: 448.559; 2043: 454.3803; 2044: 460.2017; 2045: 466.023; 2046: 471.8444; 2047: 477.6658
|  | 4 | Market Price Effects - Wholesale Capacity | 2028: 0; 2029: 0; 2030: 0; 2031: 0; 2032: 0; 2033: 0; 2034: 0; 2035: 0; 2036: 0; 2037: 0; 2038: 0; 2039: 0; 2040: 0; 2041: 0; 2042: 0; 2043: 0; 2044: 0; 2045: 0; 2046: 0; 2047: 0
4
|  | 5 | Case 5¦C&I - Medium (1 MW / 2 MWh)
|  | 5 |  | 2025 | 2026 | 2027 | 2028 | 2029 | 2030 | 2031 | 2032 | 2033 | 2034 | 2035 | 2036 | 2037 | 2038 | 2039 | 2040 | 2041 | 2042 | 2043 | 2044 | 2045 | 2046 | 2047 | 2048 | 2049 | 2050 | 2051 | 2052 | 2053 | 2054 | 2055 | 2056 | 2057 | 2058 | 2059 | 2060
|  | 5 | Capacity - PJM Market |  |  |  | 0 | 0 | 0 | 0 | 0 | 0 | 0 | 0 | 0 | 0 | 0 | 0 | 0 | 0 | 0 | 0 | 0 | 0 | 0 | 0 | 0 | 0 | 0 | 0 | 0 | 0 | 0 | 0 | 0 | 0 | 0 | 0 | 0
|  | 5 | Energy Arbitrage - PJM Market |  |  |  | 0 | 0 | 0 | 0 | 0 | 0 | 0 | 0 | 0 | 0 | 0 | 0 | 0 | 0 | 0 | 0 | 0 | 0 | 0 |  | 0 | 0 | 0 | 0 | 0 | 0 | 0 | 0 | 0 | 0 | 0 | 0 | 0
|  | 5 | Spin- PJM Market |  |  |  | 12343.5752 | 11684.6762 | 11656.4787 | 10984.6649 | 10559.5549 | 10800.4075 | 11041.2602 | 11282.1128 | 11522.9655 | 11763.8181 | 12375.4333 | 12987.0484 | 13598.6635 | 14210.2787 | 14821.8938 | 15507.2433 | 16192.5929 | 16877.9424 | 17563.292 | 18248.6415 | 0 | 0 | 0 | 0 | 0 | 0 | 0 | 0 | 0 | 0 | 0 | 0 | 0
|  | 5 | Non-Spin - PJM Market |  |  |  | 0 | 0 | 0 | 0 | 0 | 0 | 0 | 0 | 0 | 0 | 0 | 0 | 0 | 0 | 0 | 0 | 0 | 0 | 0 |  | 0 | 0 | 0 | 0 | 0 | 0 | 0 | 0 | 0 | 0 | 0 | 0 | 0
|  | 5 | Regulation - PJM Market | 2028: 123066.1581; 2029: 73868.5279; 2030: 56706.4918; 2031: 44051.8241; 2032: 32150.2517; 2033: 28659.4402; 2034: 25168.6287; 2035: 21677.8173; 2036: 18187.0058; 2037: 14696.1944; 2038: 15069.5541; 2039: 15442.9139; 2040: 15816.2736; 2041: 16189.6334; 2042: 16562.9932; 2043: 16557.5425; 2044: 16552.0919; 2045: 16546.6413; 2046: 16541.1907; 2047: 16535.7401
|  | 5 | Incurred Energy Charges
|  | 5 | As Used Demand Charges |  |  |  | 0 | 0 | 0 | 0 | 0 | 0 | 0 | 0 | 0 | 0 | 0 | 0 | 0 | 0 | 0 | 0 | 0 | 0 | 0 |  | 0 | 0 | 0 | 0 | 0 | 0 | 0 | 0 | 0 | 0 | 0 | 0 | 0
|  | 5 | Contract Demand Charges Fixed |  |  |  | 0 | 0 | 0 | 0 | 0 | 0 | 0 | 0 | 0 | 0 | 0 | 0 | 0 | 0 | 0 | 0 | 0 | 0 | 0 |  | 0 | 0 | 0 | 0 | 0 | 0 | 0 | 0 | 0 | 0 | 0 | 0 | 0
|  | 5 | Customer Charges/ Fixed Charges
|  | 5 | Energy Savings | 2028: -93.5785; 2029: -7897.7553; 2030: 414.8708; 2031: 845.0365; 2032: 4237.8748; 2033: 5275.7171; 2034: 6313.5594; 2035: 7351.4016; 2036: 8389.2439; 2037: 9427.0862; 2038: 11537.3042; 2039: 13647.5223; 2040: 15757.7403; 2041: 17867.9583; 2042: 19978.1764; 2043: 19214.9312; 2044: 18451.686; 2045: 17688.4409; 2046: 16925.1957; 2047: 16161.9505
|  | 5 | Demand Savings |  |  |  | 69562.6751 | 73587.5086 | 91024.0491 | 93539.9298 | 86489.6813 | 87886.4559 | 89283.2306 | 90680.0052 | 92076.7798 | 93473.5545 | 93906.0757 | 94338.5969 | 94771.118 | 95203.6392 | 95636.1604 | 87502.0312 | 79367.9021 | 71233.7729 | 63099.6437 | 54965.5145 | 0 | 0 | 0 | 0 | 0 | 0 | 0 | 0 | 0 | 0 | 0 | 0 | 0
|  | 5 | Energy Generation - Export |  |  |  | 2501.5508 | 6081.6775 | 3103.8568 | 3435.6227 | 4928.4742 | 5585.6016 | 6242.729 | 6899.8563 | 7556.9837 | 8214.111 | 9084.0508 | 9953.9906 | 10823.9303 | 11693.8701 | 12563.8098 | 13747.2 | 14930.5902 | 16113.9804 | 17297.3707 | 18480.7609 | 0 | 0 | 0 | 0 | 0 | 0 | 0 | 0 | 0 | 0 | 0 | 0 | 0
|  | 5 | Generation Capacity |  |  |  | 14464.0939 | 14270.3411 | 2733.1676 | 4137.9793 | 8385.956 | 8868.4861 | 9351.0162 | 9833.5463 | 10316.0764 | 10798.6064 | 11877.319 | 12817.9524 | 13758.5858 | 14699.2192 | 15639.8527 | 17998.527 | 20357.2014 | 22715.8758 | 25074.5501 | 27433.2245 | 0 | 0 | 0 | 0 | 0 | 0 | 0 | 0 | 0 | 0 | 0 | 0 | 0
|  | 5 | Transmission Capacity |  |  |  | 4929.0952 | 4863.0679 | 931.4129 | 1410.1467 | 2857.7785 | 3022.2158 | 3186.6531 | 3351.0904 | 3515.5277 | 3679.965 | 3962.2139 | 4215.1909 | 4468.1678 | 4721.1448 | 4974.1218 | 5309.0143 | 5643.9069 | 5978.7995 | 6313.6921 | 6648.5846 | 0 | 0 | 0 | 0 | 0 | 0 | 0 | 0 | 0 | 0 | 0 | 0 | 0
|  | 5 | Distribution Capacity |  |  |  | 614.8873 | 882.7678 | 111.3612 | 210.0729 | 626.8776 | 673.079 | 719.2804 | 765.4818 | 811.6832 | 857.8847 | 911.4162 | 958.1237 | 1004.8313 | 1051.5388 | 1098.2464 | 1236.5978 | 1374.9492 | 1513.3007 | 1651.6521 | 1790.0036 | 0 | 0 | 0 | 0 | 0 | 0 | 0 | 0 | 0 | 0 | 0 | 0 | 0
|  | 5 | GHG Impacts |  |  |  | 21887.0498 | 36081.5787 | 14519.4319 | 17643.9256 | 23165.9418 | 29258.8297 | 35351.7175 | 41444.6053 | 47537.4931 | 53630.3809 | 61277.4456 | 68924.5102 | 76571.5748 | 84218.6395 | 91865.7041 | 100584.1474 | 109302.5908 | 118021.0341 | 126739.4774 | 135457.9207 | 0 | 0 | 0 | 0 | 0 | 0 | 0 | 0 | 0 | 0 | 0 | 0 | 0
|  | 5 | Market Price Effects - Wholesale Energy |  |  |  | 2039.3519 | 3620.4979 | 5192.8381 | 5578.3501 | 10340.1204 | 9624.4186 | 8908.7167 | 8193.0149 | 7477.313 | 6761.6112 | 8242.2343 | 9722.8575 | 11203.4807 | 12684.1039 | 14164.7271 | 14868.4761 | 15572.2251 | 16275.9741 | 16979.7231 | 17683.4721 | 0 | 0 | 0 | 0 | 0 | 0 | 0 | 0 | 0 | 0 | 0 | 0 | 0
|  | 5 | Market Price Effects - Wholesale Capacity |  |  |  | 0 | 0 | 0 | 0 | 0 | 0 | 0 | 0 | 0 | 0 | 0 | 0 | 0 | 0 | 0 | 0 | 0 | 0 | 0 |  | 0 | 0 | 0 | 0 | 0 | 0 | 0 | 0 | 0 | 0 | 0 | 0 | 0
|  | 5 | Avoided Cost of Participant Backup Generator | 2048: 0; 2049: 0; 2050: 0; 2051: 0; 2052: 0; 2053: 0; 2054: 0; 2055: 0; 2056: 0; 2057: 0; 2058: 0; 2059: 0; 2060: 0
|  | 5 | Full Eq DoD Cycle | 2028: 365; 2029: 365; 2030: 365; 2031: 365; 2032: 341.7035; 2033: 341.7035; 2034: 341.7035; 2035: 341.7035; 2036: 341.7035; 2037: 344.1152; 2038: 344.1152; 2039: 344.1152; 2040: 344.1152; 2041: 344.1152; 2042: 365; 2043: 365; 2044: 365; 2045: 365; 2046: 365; 2047: 365
|  | 5 | Export MWh | 2028: 62.05; 2029: 152.71; 2030: 70.765; 2031: 71.62; 2032: 86.45; 2033: 95.1738; 2034: 103.8976; 2035: 112.6214; 2036: 121.3452; 2037: 130.069; 2038: 138.0812; 2039: 146.0934; 2040: 154.1056; 2041: 162.1178; 2042: 170.13; 2043: 182.596; 2044: 195.062; 2045: 207.528; 2046: 219.994; 2047: 232.46
|  | 5 | Charge MWh
|  | 5 | Total ESS Charge MWh | 2028: 856.6584; 2029: 856.6584; 2030: 856.6584; 2031: 856.6584; 2032: 801.8461; 2033: 801.8461; 2034: 801.8461; 2035: 801.8461; 2036: 801.8461; 2037: 807.5205; 2038: 807.5205; 2039: 807.5205; 2040: 807.5205; 2041: 807.5205; 2042: 856.6584; 2043: 856.6584; 2044: 856.6584; 2045: 856.6584; 2046: 856.6584; 2047: 856.6584
|  | 5 | Avg Generation Capacity | 2028: 0.95; 2029: 0.55; 2030: 0.856; 2031: 0.74823; 2032: 0.76824; 2033: 0.66776; 2034: 0.56729; 2035: 0.46681; 2036: 0.36634; 2037: 0.26587; 2038: 0.57658; 2039: 0.88729; 2040: 1.198; 2041: 1.5087; 2042: 1.8194; 2043: 1.5328; 2044: 1.2462; 2045: 0.95958; 2046: 0.67296; 2047: 0.38635
|  | 5 | Avg Transmission Capacity | 2028: 0.95; 2029: 0.55; 2030: 0.856; 2031: 0.74823; 2032: 0.76824; 2033: 0.66776; 2034: 0.56729; 2035: 0.46681; 2036: 0.36634; 2037: 0.26587; 2038: 0.57658; 2039: 0.88729; 2040: 1.198; 2041: 1.5087; 2042: 1.8194; 2043: 2.0079; 2044: 2.1964; 2045: 2.3849; 2046: 2.5733; 2047: 2.7618
|  | 5 | Avg Distribution Capacity | 2028: 2.523; 2029: 1.44; 2030: 1.596; 2031: 1.706; 2032: 1.8667; 2033: 1.5914; 2034: 1.3162; 2035: 1.0409; 2036: 0.76562; 2037: 0.49035; 2038: 0.9342; 2039: 1.378; 2040: 1.8219; 2041: 2.2657; 2042: 2.7096; 2043: 2.72; 2044: 2.7305; 2045: 2.7409; 2046: 2.7514; 2047: 2.7618
|  | 5 | GHG Impacts | 2028: 856.53; 2029: 855.58; 2030: 850.85; 2031: 842.7298; 2032: 764.5866; 2033: 713.2897; 2034: 661.9929; 2035: 610.6961; 2036: 559.3993; 2037: 508.1024; 2038: 473.8679; 2039: 439.6334; 2040: 405.3989; 2041: 371.1643; 2042: 336.9298; 2043: 308.7347; 2044: 280.5396; 2045: 252.3445; 2046: 224.1495; 2047: 195.9544
|  | 5 | Market Price Effects - Wholesale Energy | 2028: 856.66; 2029: 856.66; 2030: 856.658; 2031: 856.6584; 2032: 801.8461; 2033: 802.981; 2034: 804.1159; 2035: 805.2507; 2036: 806.3856; 2037: 807.5205; 2038: 817.3481; 2039: 827.1757; 2040: 837.0032; 2041: 846.8308; 2042: 856.6584; 2043: 856.6584; 2044: 856.6584; 2045: 856.6584; 2046: 856.6584; 2047: 856.6584
|  | 5 | Market Price Effects - Wholesale Capacity | 2028: 0; 2029: 0; 2030: 0; 2031: 0; 2032: 0; 2033: 0; 2034: 0; 2035: 0; 2036: 0; 2037: 0; 2038: 0; 2039: 0; 2040: 0; 2041: 0; 2042: 0; 2043: 0; 2044: 0; 2045: 0; 2046: 0; 2047: 0
|  | 5 | Disharge MWh
|  | 5 | Total ESS DCharge MWh | 2028: 730; 2029: 730; 2030: 730; 2031: 730; 2032: 683.407; 2033: 683.407; 2034: 683.407; 2035: 683.407; 2036: 683.407; 2037: 688.2305; 2038: 688.2305; 2039: 688.2305; 2040: 688.2305; 2041: 688.2305; 2042: 730; 2043: 730; 2044: 730; 2045: 730; 2046: 730; 2047: 730
|  | 5 | Avg Generation Capacity | 2028: 12.8578; 2029: 13.2347; 2030: 3.8935; 2031: 5.3463; 2032: 10.0866; 2033: 10.5223; 2034: 10.958; 2035: 11.3937; 2036: 11.8294; 2037: 12.2651; 2038: 13.1623; 2039: 14.0595; 2040: 14.9566; 2041: 15.8538; 2042: 16.751; 2043: 18.0764; 2044: 19.4017; 2045: 20.7271; 2046: 22.0525; 2047: 23.3778
|  | 5 | Avg Transmission Capacity | 2028: 12.8578; 2029: 13.2347; 2030: 3.8935; 2031: 5.3463; 2032: 10.0866; 2033: 10.5223; 2034: 10.958; 2035: 11.3937; 2036: 11.8294; 2037: 12.2651; 2038: 13.1623; 2039: 14.0595; 2040: 14.9566; 2041: 15.8538; 2042: 16.751; 2043: 18.0764; 2044: 19.4017; 2045: 20.7271; 2046: 22.0525; 2047: 23.3778
|  | 5 | Avg Distribution Capacity | 2028: 5.9576; 2029: 9.9929; 2030: 2.9455; 2031: 4.2502; 2032: 9.4589; 2033: 9.7432; 2034: 10.0275; 2035: 10.3118; 2036: 10.596; 2037: 10.8803; 2038: 11.6952; 2039: 12.5101; 2040: 13.325; 2041: 14.1398; 2042: 14.9547; 2043: 16.0202; 2044: 17.0856; 2045: 18.151; 2046: 19.2164; 2047: 20.2819
|  | 5 | GHG Impacts | 2028: 729.93; 2029: 729.85; 2030: 727.95; 2031: 726.1218; 2032: 677.3708; 2033: 676.2661; 2034: 675.1614; 2035: 674.0567; 2036: 672.952; 2037: 671.8473; 2038: 679.7252; 2039: 687.6031; 2040: 695.4809; 2041: 703.3588; 2042: 711.2367; 2043: 711.2704; 2044: 711.3042; 2045: 711.3379; 2046: 711.3716; 2047: 711.4054
|  | 5 | Market Price Effects - Wholesale Energy | 2028: 730; 2029: 730; 2030: 730; 2031: 730; 2032: 683.407; 2033: 684.3717; 2034: 685.3364; 2035: 686.3011; 2036: 687.2658; 2037: 688.2305; 2038: 696.5844; 2039: 704.9383; 2040: 713.2922; 2041: 721.6461; 2042: 730; 2043: 730; 2044: 730; 2045: 730; 2046: 730; 2047: 730
|  | 5 | Market Price Effects - Wholesale Capacity | 2028: 0; 2029: 0; 2030: 0; 2031: 0; 2032: 0; 2033: 0; 2034: 0; 2035: 0; 2036: 0; 2037: 0; 2038: 0; 2039: 0; 2040: 0; 2041: 0; 2042: 0; 2043: 0; 2044: 0; 2045: 0; 2046: 0; 2047: 0
5
|  | 6 | Case 6¦C&I - Medium (1 MW / 4 MWh)
|  | 6 |  | 2025 | 2026 | 2027 | 2028 | 2029 | 2030 | 2031 | 2032 | 2033 | 2034 | 2035 | 2036 | 2037 | 2038 | 2039 | 2040 | 2041 | 2042 | 2043 | 2044 | 2045 | 2046 | 2047 | 2048 | 2049 | 2050 | 2051 | 2052 | 2053 | 2054 | 2055 | 2056 | 2057 | 2058 | 2059 | 2060
|  | 6 | Capacity - PJM Market |  |  |  | 0 | 0 | 0 | 0 | 0 | 0 | 0 | 0 | 0 | 0 | 0 | 0 | 0 | 0 | 0 | 0 | 0 | 0 | 0 | 0 | 0 | 0 | 0 | 0 | 0 | 0 | 0 | 0 | 0 | 0 | 0 | 0 | 0
|  | 6 | Energy Arbitrage - PJM Market | 2028: 0; 2029: 0; 2030: 0; 2031: 0; 2032: 0; 2033: 0; 2034: 0; 2035: 0; 2036: 0; 2037: 0; 2038: 0; 2039: 0; 2040: 0; 2041: 0; 2042: 0; 2043: 0; 2044: 0; 2045: 0; 2046: 0; 2047: 0
|  | 6 | Spin- PJM Market | 2028: 11303.9991; 2029: 10642.3777; 2030: 11305.4267; 2031: 10612.7889; 2032: 10093.5782; 2033: 10321.6935; 2034: 10549.8089; 2035: 10777.9242; 2036: 11006.0395; 2037: 11234.1548; 2038: 11782.4949; 2039: 12330.835; 2040: 12879.1751; 2041: 13427.5152; 2042: 13975.8553; 2043: 14504.6948; 2044: 15033.5343; 2045: 15562.3738; 2046: 16091.2133; 2047: 16620.0528
|  | 6 | Non-Spin - PJM Market | 2028: 0; 2029: 0; 2030: 0; 2031: 0; 2032: 0; 2033: 0; 2034: 0; 2035: 0; 2036: 0; 2037: 0; 2038: 0; 2039: 0; 2040: 0; 2041: 0; 2042: 0; 2043: 0; 2044: 0; 2045: 0; 2046: 0; 2047: 0
|  | 6 | Regulation - PJM Market | 2028: 138274.4146; 2029: 86382.0808; 2030: 58327.1959; 2031: 44223.3236; 2032: 32033.1982; 2033: 28552.8269; 2034: 25072.4556; 2035: 21592.0844; 2036: 18111.7131; 2037: 14631.3418; 2038: 15212.0927; 2039: 15792.8436; 2040: 16373.5945; 2041: 16954.3455; 2042: 17535.0964; 2043: 17775.8532; 2044: 18016.61; 2045: 18257.3668; 2046: 18498.1236; 2047: 18738.8804
|  | 6 | Incurred Energy Charges
|  | 6 | As Used Demand Charges | 2028: 0; 2029: 0; 2030: 0; 2031: 0; 2032: 0; 2033: 0; 2034: 0; 2035: 0; 2036: 0; 2037: 0; 2038: 0; 2039: 0; 2040: 0; 2041: 0; 2042: 0; 2043: 0; 2044: 0; 2045: 0; 2046: 0; 2047: 0
|  | 6 | Contract Demand Charges Fixed | 2028: 0; 2029: 0; 2030: 0; 2031: 0; 2032: 0; 2033: 0; 2034: 0; 2035: 0; 2036: 0; 2037: 0; 2038: 0; 2039: 0; 2040: 0; 2041: 0; 2042: 0; 2043: 0; 2044: 0; 2045: 0; 2046: 0; 2047: 0
|  | 6 | Customer Charges/ Fixed Charges
|  | 6 | Energy Savings | 2028: -40407.5338; 2029: -32845.3879; 2030: -5903.1825; 2031: -5149.5566; 2032: -190.3814; 2033: -61.3475; 2034: 67.6863; 2035: 196.7202; 2036: 325.754; 2037: 454.7879; 2038: -2693.2267; 2039: -5841.2413; 2040: -8989.2559; 2041: -12137.2705; 2042: -15285.2851; 2043: -18986.2783; 2044: -22687.2714; 2045: -26388.2646; 2046: -30089.2577; 2047: -33790.2509
|  | 6 | Demand Savings | 2028: 54640.618; 2029: 68290.905; 2030: 86674.1303; 2031: 90047.1006; 2032: 81356.1086; 2033: 80700.4241; 2034: 80044.7396; 2035: 79389.0551; 2036: 78733.3706; 2037: 78077.6861; 2038: 73748.8212; 2039: 69419.9562; 2040: 65091.0913; 2041: 60762.2263; 2042: 56433.3614; 2043: 53607.514; 2044: 50781.6667; 2045: 47955.8194; 2046: 45129.9721; 2047: 42304.1247
|  | 6 | Energy Generation - Export | 2028: 16641.9213; 2029: 16159.912; 2030: 7341.7638; 2031: 7770.7913; 2032: 11213.4859; 2033: 13053.3607; 2034: 14893.2356; 2035: 16733.1104; 2036: 18572.9853; 2037: 20412.8601; 2038: 25147.6724; 2039: 29882.4846; 2040: 34617.2969; 2041: 39352.1092; 2042: 44086.9214; 2043: 46919.6299; 2044: 49752.3383; 2045: 52585.0467; 2046: 55417.7551; 2047: 58250.4636
|  | 6 | Generation Capacity | 2028: 90353.8353; 2029: 91639.6405; 2030: 62758.087; 2031: 62626.8499; 2032: 63947.7872; 2033: 64931.074; 2034: 65914.3607; 2035: 66897.6474; 2036: 67880.9342; 2037: 68864.2209; 2038: 71180.3009; 2039: 72615.831; 2040: 74051.3611; 2041: 75486.8911; 2042: 76922.4212; 2043: 79325.4057; 2044: 81728.3901; 2045: 84131.3746; 2046: 86534.359; 2047: 88937.3434
|  | 6 | Transmission Capacity | 2028: 30790.9134; 2029: 31229.0919; 2030: 21386.7935; 2031: 21342.0703; 2032: 21792.2213; 2033: 22127.3072; 2034: 22462.3931; 2035: 22797.479; 2036: 23132.5649; 2037: 23467.6508; 2038: 23816.3616; 2039: 23978.4012; 2040: 24140.4408; 2041: 24302.4804; 2042: 24464.52; 2043: 24542.3097; 2044: 24620.0993; 2045: 24697.889; 2046: 24775.6786; 2047: 24853.4682
|  | 6 | Distribution Capacity | 2028: 4980.2251; 2029: 5582.6589; 2030: 4415.6692; 2031: 4492.3825; 2032: 5296.5967; 2033: 5364.0372; 2034: 5431.4778; 2035: 5498.9184; 2036: 5566.359; 2037: 5633.7996; 2038: 5704.8387; 2039: 5731.0644; 2040: 5757.2901; 2041: 5783.5157; 2042: 5809.7414; 2043: 5986.0568; 2044: 6162.3722; 2045: 6338.6876; 2046: 6515.003; 2047: 6691.3184
|  | 6 | GHG Impacts | 2028: 63628.544; 2029: 62008.7803; 2030: 18939.3751; 2031: 21974.9135; 2032: 27538.8604; 2033: 37428.2349; 2034: 47317.6094; 2035: 57206.984; 2036: 67096.3585; 2037: 76985.733; 2038: 94633.0963; 2039: 112280.4597; 2040: 129927.823; 2041: 147575.1863; 2042: 165222.5497; 2043: 181848.8642; 2044: 198475.1787; 2045: 215101.4932; 2046: 231727.8076; 2047: 248354.1221
|  | 6 | Market Price Effects - Wholesale Energy | 2028: 3941.4222; 2029: 6728.7595; 2030: 8825.6689; 2031: 9005.1255; 2032: 17295.8438; 2033: 16286.2877; 2034: 15276.7316; 2035: 14267.1756; 2036: 13257.6195; 2037: 12248.0634; 2038: 15260.6268; 2039: 18273.1902; 2040: 21285.7537; 2041: 24298.3171; 2042: 27310.8805; 2043: 28848.5702; 2044: 30386.26; 2045: 31923.9498; 2046: 33461.6395; 2047: 34999.3293
|  | 6 | Market Price Effects - Wholesale Capacity | 2028: 0; 2029: 0; 2030: 0; 2031: 0; 2032: 0; 2033: 0; 2034: 0; 2035: 0; 2036: 0; 2037: 0; 2038: 0; 2039: 0; 2040: 0; 2041: 0; 2042: 0; 2043: 0; 2044: 0; 2045: 0; 2046: 0; 2047: 0
|  | 6 | Avoided Cost of Participant Backup Generator
|  | 6 | Full Eq DoD Cycle | 2028: 362.1775; 2029: 327.5029; 2030: 240.2941; 2031: 222.7455; 2032: 215.8735; 2033: 215.8735; 2034: 215.8735; 2035: 215.8735; 2036: 215.8735; 2037: 239.3212; 2038: 239.3212; 2039: 239.3212; 2040: 239.3212; 2041: 239.3212; 2042: 345.7786; 2043: 345.7786; 2044: 345.7786; 2045: 345.7786; 2046: 345.7786; 2047: 365
|  | 6 | Export MWh | 2028: 436.2; 2029: 398.77; 2030: 165.532; 2031: 161.1; 2032: 193.33; 2033: 213.1766; 2034: 233.0232; 2035: 252.8698; 2036: 272.7164; 2037: 292.563; 2038: 347.8944; 2039: 403.2258; 2040: 458.5572; 2041: 513.8886; 2042: 569.22; 2043: 596.0216; 2044: 622.8232; 2045: 649.6248; 2046: 676.4264; 2047: 703.228
|  | 6 | Charge MWh
|  | 6 | Total ESS Charge MWh | 2028: 1700.0351; 2029: 1536.8697; 2030: 1126.498; 2031: 1043.9209; 2032: 1011.5837; 2033: 1011.5837; 2034: 1011.5837; 2035: 1011.5837; 2036: 1011.5837; 2037: 1121.92; 2038: 1121.92; 2039: 1121.92; 2040: 1121.92; 2041: 1121.92; 2042: 1622.8683; 2043: 1622.8683; 2044: 1622.8683; 2045: 1622.8683; 2046: 1622.8683; 2047: 1713.3168
|  | 6 | Avg Generation Capacity | 2028: 0.66184; 2029: 0.47862; 2030: 0.913; 2031: 0.74823; 2032: 0.35713; 2033: 0.32512; 2034: 0.2931; 2035: 0.26109; 2036: 0.22907; 2037: 0.19706; 2038: 0.60712; 2039: 1.0172; 2040: 1.4273; 2041: 1.8373; 2042: 2.2474; 2043: 1.856; 2044: 1.4646; 2045: 1.0732; 2046: 0.68177; 2047: 0.29036
|  | 6 | Avg Transmission Capacity | 2028: 0.66184; 2029: 0.47862; 2030: 0.913; 2031: 0.74823; 2032: 0.35713; 2033: 0.32512; 2034: 0.2931; 2035: 0.26109; 2036: 0.22907; 2037: 0.19706; 2038: 0.60712; 2039: 1.0172; 2040: 1.4273; 2041: 1.8373; 2042: 2.2474; 2043: 2.7532; 2044: 3.259; 2045: 3.7648; 2046: 4.2706; 2047: 4.7765
|  | 6 | Avg Distribution Capacity | 2028: 3.9372; 2029: 2.3875; 2030: 2.3421; 2031: 2.1131; 2032: 2.4264; 2033: 2.0226; 2034: 1.6189; 2035: 1.2151; 2036: 0.81131; 2037: 0.40753; 2038: 1.187; 2039: 1.9665; 2040: 2.746; 2041: 3.5255; 2042: 4.305; 2043: 4.3993; 2044: 4.4936; 2045: 4.5879; 2046: 4.6822; 2047: 4.7765
|  | 6 | GHG Impacts | 2028: 1699.7315; 2029: 1534.3553; 2030: 1118.5733; 2031: 1028.2768; 2032: 962.4108; 2033: 900.4826; 2034: 838.5544; 2035: 776.6262; 2036: 714.6981; 2037: 652.7699; 2038: 645.0501; 2039: 637.3304; 2040: 629.6106; 2041: 621.8908; 2042: 614.1711; 2043: 567.8891; 2044: 521.6071; 2045: 475.3251; 2046: 429.0432; 2047: 382.7612
|  | 6 | Market Price Effects - Wholesale Energy | 2028: 1700.0351; 2029: 1536.8697; 2030: 1126.498; 2031: 1043.9209; 2032: 1011.5837; 2033: 1033.651; 2034: 1055.7182; 2035: 1077.7855; 2036: 1099.8527; 2037: 1121.92; 2038: 1222.1097; 2039: 1322.2993; 2040: 1422.489; 2041: 1522.6787; 2042: 1622.8683; 2043: 1640.958; 2044: 1659.0477; 2045: 1677.1374; 2046: 1695.2271; 2047: 1713.3168
|  | 6 | Market Price Effects - Wholesale Capacity | 2028: 0; 2029: 0; 2030: 0; 2031: 0; 2032: 0; 2033: 0; 2034: 0; 2035: 0; 2036: 0; 2037: 0; 2038: 0; 2039: 0; 2040: 0; 2041: 0; 2042: 0; 2043: 0; 2044: 0; 2045: 0; 2046: 0; 2047: 0
|  | 6 | Disharge MWh
|  | 6 | Total ESS DCharge MWh | 2028: 1448.71; 2029: 1310.0117; 2030: 961.1763; 2031: 890.9819; 2032: 863.4938; 2033: 863.4938; 2034: 863.4938; 2035: 863.4938; 2036: 863.4938; 2037: 957.2849; 2038: 957.2849; 2039: 957.2849; 2040: 957.2849; 2041: 957.2849; 2042: 1383.1145; 2043: 1383.1145; 2044: 1383.1145; 2045: 1383.1145; 2046: 1383.1145; 2047: 1460
|  | 6 | Avg Generation Capacity | 2028: 80.9816; 2029: 81.9414; 2030: 70.6488; 2031: 70.3382; 2032: 71.4149; 2033: 72.4755; 2034: 73.5361; 2035: 74.5967; 2036: 75.6573; 2037: 76.7179; 2038: 76.5115; 2039: 76.3052; 2040: 76.0989; 2041: 75.8926; 2042: 75.6863; 2043: 75.5145; 2044: 75.3428; 2045: 75.1711; 2046: 74.9994; 2047: 74.8277
|  | 6 | Avg Transmission Capacity | 2028: 80.9816; 2029: 81.9414; 2030: 70.6488; 2031: 70.3382; 2032: 71.4149; 2033: 72.4755; 2034: 73.5361; 2035: 74.5967; 2036: 75.6573; 2037: 76.7179; 2038: 76.5115; 2039: 76.3052; 2040: 76.0989; 2041: 75.8926; 2042: 75.6863; 2043: 75.5145; 2044: 75.3428; 2045: 75.1711; 2046: 74.9994; 2047: 74.8277
|  | 6 | Avg Distribution Capacity | 2028: 52.1902; 2029: 56.4774; 2030: 55.8209; 2031: 56.521; 2032: 66.5743; 2033: 66.9873; 2034: 67.4003; 2035: 67.8133; 2036: 68.2263; 2037: 68.6393; 2038: 68.7279; 2039: 68.8164; 2040: 68.905; 2041: 68.9935; 2042: 69.0821; 2043: 69.3195; 2044: 69.5569; 2045: 69.7943; 2046: 70.0318; 2047: 70.2692
|  | 6 | GHG Impacts | 2028: 1448.6379; 2029: 1309.3465; 2030: 959.1295; 2031: 886.8177; 2032: 857.2869; 2033: 874.0194; 2034: 890.752; 2035: 907.4846; 2036: 924.2172; 2037: 940.9498; 2038: 1023.0946; 2039: 1105.2394; 2040: 1187.3843; 2041: 1269.5291; 2042: 1351.6739; 2043: 1362.0013; 2044: 1372.3286; 2045: 1382.656; 2046: 1392.9834; 2047: 1403.3107
|  | 6 | Market Price Effects - Wholesale Energy | 2028: 1448.71; 2029: 1310.0117; 2030: 961.1763; 2031: 890.9819; 2032: 863.4938; 2033: 882.252; 2034: 901.0102; 2035: 919.7684; 2036: 938.5266; 2037: 957.2849; 2038: 1042.4508; 2039: 1127.6167; 2040: 1212.7827; 2041: 1297.9486; 2042: 1383.1145; 2043: 1398.4916; 2044: 1413.8687; 2045: 1429.2458; 2046: 1444.6229; 2047: 1460
|  | 6 | Market Price Effects - Wholesale Capacity | 2028: 0; 2029: 0; 2030: 0; 2031: 0; 2032: 0; 2033: 0; 2034: 0; 2035: 0; 2036: 0; 2037: 0; 2038: 0; 2039: 0; 2040: 0; 2041: 0; 2042: 0; 2043: 0; 2044: 0; 2045: 0; 2046: 0; 2047: 0
6
|  | 7 | Case 7¦C&I - Large (2 MW / 4 MWh)
|  | 7 |  | 2025 | 2026 | 2027 | 2028 | 2029 | 2030 | 2031 | 2032 | 2033 | 2034 | 2035 | 2036 | 2037 | 2038 | 2039 | 2040 | 2041 | 2042 | 2043 | 2044 | 2045 | 2046 | 2047 | 2048 | 2049 | 2050 | 2051 | 2052 | 2053 | 2054 | 2055 | 2056 | 2057 | 2058 | 2059 | 2060
|  | 7 | Capacity - PJM Market |  |  |  | 0 | 0 | 0 | 0 | 0 | 0 | 0 | 0 | 0 | 0 | 0 | 0 | 0 | 0 | 0 | 0 | 0 | 0 | 0 | 0 | 0 | 0 | 0 | 0 | 0 | 0 | 0 | 0 | 0 | 0 | 0 | 0 | 0
|  | 7 | Energy Arbitrage - PJM Market | 2028: 0; 2029: 0; 2030: 0; 2031: 0; 2032: 0; 2033: 0; 2034: 0; 2035: 0; 2036: 0; 2037: 0; 2038: 0; 2039: 0; 2040: 0; 2041: 0; 2042: 0; 2043: 0; 2044: 0; 2045: 0; 2046: 0; 2047: 0
|  | 7 | Spin- PJM Market | 2028: 24606.1926; 2029: 23221.3754; 2030: 23269.7428; 2031: 21914.9846; 2032: 20992.5842; 2033: 21461.7624; 2034: 21930.9406; 2035: 22400.1187; 2036: 22869.2969; 2037: 23338.4751; 2038: 24565.2326; 2039: 25791.9901; 2040: 27018.7476; 2041: 28245.5052; 2042: 29472.2627; 2043: 30801.6077; 2044: 32130.9527; 2045: 33460.2977; 2046: 34789.6427; 2047: 36118.9876
|  | 7 | Non-Spin - PJM Market | 2028: 0; 2029: 0; 2030: 0; 2031: 0; 2032: 0; 2033: 0; 2034: 0; 2035: 0; 2036: 0; 2037: 0; 2038: 0; 2039: 0; 2040: 0; 2041: 0; 2042: 0; 2043: 0; 2044: 0; 2045: 0; 2046: 0; 2047: 0
|  | 7 | Regulation - PJM Market | 2028: 237303.1967; 2029: 139838.1025; 2030: 112699.9194; 2031: 87411.1774; 2032: 63970.1769; 2033: 56879.4702; 2034: 49788.7635; 2035: 42698.0569; 2036: 35607.3502; 2037: 28516.6435; 2038: 28977.8698; 2039: 29439.096; 2040: 29900.3222; 2041: 30361.5485; 2042: 30822.7747; 2043: 30718.5808; 2044: 30614.3868; 2045: 30510.1928; 2046: 30405.9989; 2047: 30301.8049
|  | 7 | Incurred Energy Charges
|  | 7 | As Used Demand Charges | 2028: 0; 2029: 0; 2030: 0; 2031: 0; 2032: 0; 2033: 0; 2034: 0; 2035: 0; 2036: 0; 2037: 0; 2038: 0; 2039: 0; 2040: 0; 2041: 0; 2042: 0; 2043: 0; 2044: 0; 2045: 0; 2046: 0; 2047: 0
|  | 7 | Contract Demand Charges Fixed | 2028: 0; 2029: 0; 2030: 0; 2031: 0; 2032: 0; 2033: 0; 2034: 0; 2035: 0; 2036: 0; 2037: 0; 2038: 0; 2039: 0; 2040: 0; 2041: 0; 2042: 0; 2043: 0; 2044: 0; 2045: 0; 2046: 0; 2047: 0
|  | 7 | Customer Charges/ Fixed Charges
|  | 7 | Energy Savings | 2028: -2780.7285; 2029: -16356.2188; 2030: 1800.4749; 2031: 1929.4872; 2032: 4641.8216; 2033: 4056.0763; 2034: 3470.3311; 2035: 2884.5858; 2036: 2298.8406; 2037: 1713.0953; 2038: 5653.238; 2039: 9593.3807; 2040: 13533.5233; 2041: 17473.666; 2042: 21413.8086; 2043: 20390.7435; 2044: 19367.6784; 2045: 18344.6133; 2046: 17321.5482; 2047: 16298.483
|  | 7 | Demand Savings | 2028: 117419.3599; 2029: 117419.9967; 2030: 109759.807; 2031: 87686.1571; 2032: 73953.8076; 2033: 71094.654; 2034: 68235.5005; 2035: 65376.3469; 2036: 62517.1933; 2037: 59658.0398; 2038: 60850.6328; 2039: 62043.2258; 2040: 63235.8188; 2041: 64428.4118; 2042: 65621.0049; 2043: 66823.5379; 2044: 68026.071; 2045: 69228.6041; 2046: 70431.1372; 2047: 71633.6702
|  | 7 | Energy Generation - Export | 2028: 9886.8723; 2029: 17595.6574; 2030: 9112.6503; 2031: 10128.258; 2032: 17461.0986; 2033: 21141.3329; 2034: 24821.5671; 2035: 28501.8014; 2036: 32182.0357; 2037: 35862.27; 2038: 38295.7471; 2039: 40729.2242; 2040: 43162.7014; 2041: 45596.1785; 2042: 48029.6557; 2043: 50862.4531; 2044: 53695.2506; 2045: 56528.0481; 2046: 59360.8456; 2047: 62193.6431
|  | 7 | Generation Capacity | 2028: 54779.2641; 2029: 54262.766; 2030: 41075.2167; 2031: 44763.512; 2032: 52757.3292; 2033: 55319.5978; 2034: 57881.8664; 2035: 60444.1351; 2036: 63006.4037; 2037: 65568.6723; 2038: 69927.3122; 2039: 73447.5416; 2040: 76967.771; 2041: 80488.0004; 2042: 84008.2297; 2043: 87850.2884; 2044: 91692.347; 2045: 95534.4056; 2046: 99376.4642; 2047: 103218.5228
|  | 7 | Transmission Capacity | 2028: 18667.7585; 2029: 18491.7455; 2030: 13997.673; 2031: 15254.5757; 2032: 17978.7205; 2033: 18851.8942; 2034: 19725.0679; 2035: 20598.2416; 2036: 21471.4152; 2037: 22344.5889; 2038: 23361.4816; 2039: 24200.6365; 2040: 25039.7913; 2041: 25878.9462; 2042: 26718.101; 2043: 27337.7831; 2044: 27957.4652; 2045: 28577.1472; 2046: 29196.8293; 2047: 29816.5114
|  | 7 | Distribution Capacity | 2028: 2679.9464; 2029: 3278.2876; 2030: 2711.7335; 2031: 3050.0461; 2032: 4518.4645; 2033: 4713.9586; 2034: 4909.4527; 2035: 5104.9468; 2036: 5300.4409; 2037: 5495.935; 2038: 5750.2481; 2039: 5960.8444; 2040: 6171.4406; 2041: 6382.0369; 2042: 6592.6332; 2043: 6879.611; 2044: 7166.5888; 2045: 7453.5666; 2046: 7740.5445; 2047: 8027.5223
|  | 7 | GHG Impacts | 2028: 59378.7019; 2029: 91656.7047; 2030: 34502.7531; 2031: 40598.6487; 2032: 54679.0565; 2033: 69168.5287; 2034: 83658.0008; 2035: 98147.473; 2036: 112636.9451; 2037: 127126.4173; 2038: 141645.5324; 2039: 156164.6475; 2040: 170683.7627; 2041: 185202.8778; 2042: 199721.993; 2043: 218005.332; 2044: 236288.6711; 2045: 254572.0102; 2046: 272855.3493; 2047: 291138.6884
|  | 7 | Market Price Effects - Wholesale Energy | 2028: 4740.9327; 2029: 7816.8687; 2030: 12001.755; 2031: 13461.3698; 2032: 24833.3294; 2033: 22949.2736; 2034: 21065.2178; 2035: 19181.162; 2036: 17297.1062; 2037: 15413.0504; 2038: 18581.1851; 2039: 21749.3197; 2040: 24917.4543; 2041: 28085.589; 2042: 31253.7236; 2043: 32684.9518; 2044: 34116.1799; 2045: 35547.4081; 2046: 36978.6363; 2047: 38409.8644
|  | 7 | Market Price Effects - Wholesale Capacity | 2028: 0; 2029: 0; 2030: 0; 2031: 0; 2032: 0; 2033: 0; 2034: 0; 2035: 0; 2036: 0; 2037: 0; 2038: 0; 2039: 0; 2040: 0; 2041: 0; 2042: 0; 2043: 0; 2044: 0; 2045: 0; 2046: 0; 2047: 0
|  | 7 | Avoided Cost of Participant Backup Generator | 2048: 0; 2049: 0; 2050: 0; 2051: 0; 2052: 0; 2053: 0; 2054: 0; 2055: 0; 2056: 0; 2057: 0; 2058: 0; 2059: 0; 2060: 0
|  | 7 | Full Eq DoD Cycle | 2028: 365; 2029: 365; 2030: 365; 2031: 365; 2032: 365; 2033: 365; 2034: 365; 2035: 365; 2036: 365; 2037: 365; 2038: 365; 2039: 365; 2040: 365; 2041: 365; 2042: 365; 2043: 365; 2044: 365; 2045: 365; 2046: 365; 2047: 365
|  | 7 | Export MWh | 2028: 249.51; 2029: 436.51; 2030: 203.884; 2031: 209.328; 2032: 304.688; 2033: 351.6524; 2034: 398.6168; 2035: 445.5812; 2036: 492.5456; 2037: 539.51; 2038: 559.014; 2039: 578.518; 2040: 598.022; 2041: 617.526; 2042: 637.03; 2043: 663.3016; 2044: 689.5732; 2045: 715.8448; 2046: 742.1164; 2047: 768.388
|  | 7 | Charge MWh
|  | 7 | Total ESS Charge MWh | 2028: 1713.3168; 2029: 1713.3168; 2030: 1713.3168; 2031: 1713.3168; 2032: 1713.3168; 2033: 1713.3168; 2034: 1713.3168; 2035: 1713.3168; 2036: 1713.3168; 2037: 1713.3168; 2038: 1713.3168; 2039: 1713.3168; 2040: 1713.3168; 2041: 1713.3168; 2042: 1713.3168; 2043: 1713.3168; 2044: 1713.3168; 2045: 1713.3168; 2046: 1713.3168; 2047: 1713.3168
|  | 7 | Avg Generation Capacity | 2028: 1.7021; 2029: 1.0974; 2030: 1.7701; 2031: 1.4965; 2032: 1.7831; 2033: 1.764; 2034: 1.7449; 2035: 1.7258; 2036: 1.7067; 2037: 1.6876; 2038: 2.0661; 2039: 2.4447; 2040: 2.8233; 2041: 3.2019; 2042: 3.5805; 2043: 2.9632; 2044: 2.3459; 2045: 1.7286; 2046: 1.1112; 2047: 0.49393
|  | 7 | Avg Transmission Capacity | 2028: 1.7021; 2029: 1.0974; 2030: 1.7701; 2031: 1.4965; 2032: 1.7831; 2033: 1.764; 2034: 1.7449; 2035: 1.7258; 2036: 1.7067; 2037: 1.6876; 2038: 2.0661; 2039: 2.4447; 2040: 2.8233; 2041: 3.2019; 2042: 3.5805; 2043: 3.7326; 2044: 3.8846; 2045: 4.0367; 2046: 4.1887; 2047: 4.3408
|  | 7 | Avg Distribution Capacity | 2028: 4.6619; 2029: 2.9185; 2030: 3.6046; 2031: 2.7072; 2032: 3.4623; 2033: 3.3532; 2034: 3.2442; 2035: 3.1352; 2036: 3.0262; 2037: 2.9172; 2038: 3.2874; 2039: 3.6576; 2040: 4.0279; 2041: 4.3981; 2042: 4.7683; 2043: 4.6828; 2044: 4.5973; 2045: 4.5118; 2046: 4.4263; 2047: 4.3408
|  | 7 | GHG Impacts | 2028: 1712.9687; 2029: 1710.7302; 2030: 1699.7492; 2031: 1681.458; 2032: 1610.1294; 2033: 1486.3957; 2034: 1362.662; 2035: 1238.9283; 2036: 1115.1946; 2037: 991.4609; 2038: 916.4064; 2039: 841.352; 2040: 766.2975; 2041: 691.243; 2042: 616.1885; 2043: 558.2458; 2044: 500.303; 2045: 442.3602; 2046: 384.4174; 2047: 326.4746
|  | 7 | Market Price Effects - Wholesale Energy | 2028: 1713.3168; 2029: 1713.3168; 2030: 1713.3168; 2031: 1713.3168; 2032: 1713.3168; 2033: 1713.3168; 2034: 1713.3168; 2035: 1713.3168; 2036: 1713.3168; 2037: 1713.3168; 2038: 1713.3168; 2039: 1713.3168; 2040: 1713.3168; 2041: 1713.3168; 2042: 1713.3168; 2043: 1713.3168; 2044: 1713.3168; 2045: 1713.3168; 2046: 1713.3168; 2047: 1713.3168
|  | 7 | Market Price Effects - Wholesale Capacity | 2028: 0; 2029: 0; 2030: 0; 2031: 0; 2032: 0; 2033: 0; 2034: 0; 2035: 0; 2036: 0; 2037: 0; 2038: 0; 2039: 0; 2040: 0; 2041: 0; 2042: 0; 2043: 0; 2044: 0; 2045: 0; 2046: 0; 2047: 0
|  | 7 | Disharge MWh
|  | 7 | Total ESS DCharge MWh | 2028: 1460; 2029: 1460; 2030: 1460; 2031: 1460; 2032: 1460; 2033: 1460; 2034: 1460; 2035: 1460; 2036: 1460; 2037: 1460; 2038: 1460; 2039: 1460; 2040: 1460; 2041: 1460; 2042: 1460; 2043: 1460; 2044: 1460; 2045: 1460; 2046: 1460; 2047: 1460
|  | 7 | Avg Generation Capacity | 2028: 50.398; 2029: 49.3341; 2030: 47.4123; 2031: 51.24; 2032: 60.4062; 2033: 63.2343; 2034: 66.0623; 2035: 68.8903; 2036: 71.7184; 2037: 74.5464; 2038: 76.394; 2039: 78.2416; 2040: 80.0891; 2041: 81.9367; 2042: 83.7843; 2043: 84.4275; 2044: 85.0707; 2045: 85.7138; 2046: 86.357; 2047: 87.0002
|  | 7 | Avg Transmission Capacity | 2028: 50.398; 2029: 49.3341; 2030: 47.4123; 2031: 51.24; 2032: 60.4062; 2033: 63.2343; 2034: 66.0623; 2035: 68.8903; 2036: 71.7184; 2037: 74.5464; 2038: 76.394; 2039: 78.2416; 2040: 80.0891; 2041: 81.9367; 2042: 83.7843; 2043: 84.4275; 2044: 85.0707; 2045: 85.7138; 2046: 86.357; 2047: 87.0002
|  | 7 | Avg Distribution Capacity | 2028: 30.6277; 2029: 34.6816; 2030: 36.4468; 2031: 39.65; 2032: 58.186; 2033: 60.4447; 2034: 62.7033; 2035: 64.962; 2036: 67.2206; 2037: 69.4793; 2038: 71.2383; 2039: 72.9973; 2040: 74.7564; 2041: 76.5154; 2042: 78.2744; 2043: 79.2019; 2044: 80.1294; 2045: 81.0569; 2046: 81.9844; 2047: 82.9119
|  | 7 | GHG Impacts | 2028: 1459.8558; 2029: 1459.829; 2030: 1455.9388; 2031: 1452.3948; 2032: 1448.4201; 2033: 1444.266; 2034: 1440.112; 2035: 1435.9579; 2036: 1431.8039; 2037: 1427.6498; 2038: 1428.4938; 2039: 1429.3377; 2040: 1430.1817; 2041: 1431.0257; 2042: 1431.8696; 2043: 1431.7819; 2044: 1431.6942; 2045: 1431.6065; 2046: 1431.5188; 2047: 1431.431
|  | 7 | Market Price Effects - Wholesale Energy | 2028: 1460; 2029: 1460; 2030: 1460; 2031: 1460; 2032: 1460; 2033: 1460; 2034: 1460; 2035: 1460; 2036: 1460; 2037: 1460; 2038: 1460; 2039: 1460; 2040: 1460; 2041: 1460; 2042: 1460; 2043: 1460; 2044: 1460; 2045: 1460; 2046: 1460; 2047: 1460
|  | 7 | Market Price Effects - Wholesale Capacity | 2028: 0; 2029: 0; 2030: 0; 2031: 0; 2032: 0; 2033: 0; 2034: 0; 2035: 0; 2036: 0; 2037: 0; 2038: 0; 2039: 0; 2040: 0; 2041: 0; 2042: 0; 2043: 0; 2044: 0; 2045: 0; 2046: 0; 2047: 0
7
|  | 8 | Case 8¦C&I - Large (2 MW / 8 MWh)
|  | 8 |  | 2025 | 2026 | 2027 | 2028 | 2029 | 2030 | 2031 | 2032 | 2033 | 2034 | 2035 | 2036 | 2037 | 2038 | 2039 | 2040 | 2041 | 2042 | 2043 | 2044 | 2045 | 2046 | 2047 | 2048 | 2049 | 2050 | 2051 | 2052 | 2053 | 2054 | 2055 | 2056 | 2057 | 2058 | 2059 | 2060
|  | 8 | Capacity - PJM Market |  |  |  | 0 | 0 | 0 | 0 | 0 | 0 | 0 | 0 | 0 | 0 | 0 | 0 | 0 | 0 | 0 | 0 | 0 | 0 | 0 | 0 | 0 | 0 | 0 | 0 | 0 | 0 | 0 | 0 | 0 | 0 | 0 | 0 | 0
|  | 8 | Energy Arbitrage - PJM Market | 2028: 0; 2029: 0; 2030: 0; 2031: 0; 2032: 0; 2033: 0; 2034: 0; 2035: 0; 2036: 0; 2037: 0; 2038: 0; 2039: 0; 2040: 0; 2041: 0; 2042: 0; 2043: 0; 2044: 0; 2045: 0; 2046: 0; 2047: 0
|  | 8 | Spin- PJM Market | 2028: 22255.8899; 2029: 20879.2121; 2030: 22474.1864; 2031: 21010.2692; 2032: 19776.7019; 2033: 20102.2092; 2034: 20427.7164; 2035: 20753.2237; 2036: 21078.7309; 2037: 21404.2382; 2038: 22487.6435; 2039: 23571.0487; 2040: 24654.454; 2041: 25737.8593; 2042: 26821.2646; 2043: 27883.6772; 2044: 28946.0898; 2045: 30008.5023; 2046: 31070.9149; 2047: 32133.3275
|  | 8 | Non-Spin - PJM Market | 2028: 0; 2029: 0; 2030: 0; 2031: 0; 2032: 0; 2033: 0; 2034: 0; 2035: 0; 2036: 0; 2037: 0; 2038: 0; 2039: 0; 2040: 0; 2041: 0; 2042: 0; 2043: 0; 2044: 0; 2045: 0; 2046: 0; 2047: 0
|  | 8 | Regulation - PJM Market | 2028: 272523.4989; 2029: 171201.9888; 2030: 116644.8216; 2031: 88476.2982; 2032: 64021.286; 2033: 57009.8851; 2034: 49998.4842; 2035: 42987.0832; 2036: 35975.6823; 2037: 28964.2814; 2038: 29882.2654; 2039: 30800.2493; 2040: 31718.2333; 2041: 32636.2173; 2042: 33554.2012; 2043: 33648.2628; 2044: 33742.3244; 2045: 33836.386; 2046: 33930.4476; 2047: 34024.5091
|  | 8 | Incurred Energy Charges
|  | 8 | As Used Demand Charges | 2028: 0; 2029: 0; 2030: 0; 2031: 0; 2032: 0; 2033: 0; 2034: 0; 2035: 0; 2036: 0; 2037: 0; 2038: 0; 2039: 0; 2040: 0; 2041: 0; 2042: 0; 2043: 0; 2044: 0; 2045: 0; 2046: 0; 2047: 0
|  | 8 | Contract Demand Charges Fixed | 2028: 0; 2029: 0; 2030: 0; 2031: 0; 2032: 0; 2033: 0; 2034: 0; 2035: 0; 2036: 0; 2037: 0; 2038: 0; 2039: 0; 2040: 0; 2041: 0; 2042: 0; 2043: 0; 2044: 0; 2045: 0; 2046: 0; 2047: 0
|  | 8 | Customer Charges/ Fixed Charges
|  | 8 | Energy Savings | 2028: -76359.4148; 2029: -56313.086; 2030: -7563.9322; 2031: -11181.6239; 2032: -7205.8162; 2033: -13721.2748; 2034: -20236.7335; 2035: -26752.1921; 2036: -33267.6508; 2037: -39783.1094; 2038: -39898.8617; 2039: -40014.6139; 2040: -40130.3662; 2041: -40246.1184; 2042: -40361.8707; 2043: -42288.0847; 2044: -44214.2988; 2045: -46140.5128; 2046: -48066.7269; 2047: -49992.9409
|  | 8 | Demand Savings | 2028: 90601.3714; 2029: 121000.2416; 2030: 101914.0997; 2031: 104474.1121; 2032: 61217.1016; 2033: 53322.9499; 2034: 45428.7983; 2035: 37534.6467; 2036: 29640.495; 2037: 21746.3434; 2038: 17691.1445; 2039: 13635.9456; 2040: 9580.7467; 2041: 5525.5477; 2042: 1470.3488; 2043: 14445.196; 2044: 27420.0431; 2045: 40394.8902; 2046: 53369.7373; 2047: 66344.5845
|  | 8 | Energy Generation - Export | 2028: 40433.1358; 2029: 39033.0329; 2030: 19201.6505; 2031: 21428.7113; 2032: 36844.9294; 2033: 47901.2352; 2034: 58957.5411; 2035: 70013.847; 2036: 81070.1529; 2037: 92126.4587; 2038: 100486.7493; 2039: 108847.0398; 2040: 117207.3304; 2041: 125567.6209; 2042: 133927.9115; 2043: 137770.1797; 2044: 141612.4478; 2045: 145454.716; 2046: 149296.9842; 2047: 153139.2524
|  | 8 | Generation Capacity | 2028: 201557.9688; 2029: 206983.1334; 2030: 163726.2816; 2031: 163738.2797; 2032: 166442.1507; 2033: 170628.1198; 2034: 174814.0888; 2035: 179000.0578; 2036: 183186.0268; 2037: 187371.9959; 2038: 194604.0696; 2039: 199440.2636; 2040: 204276.4576; 2041: 209112.6516; 2042: 213948.8456; 2043: 217768.2515; 2044: 221587.6575; 2045: 225407.0634; 2046: 229226.4694; 2047: 233045.8754
|  | 8 | Transmission Capacity | 2028: 68687.2221; 2029: 70536.0177; 2030: 55794.8839; 2031: 55798.9726; 2032: 56720.4018; 2033: 58146.9025; 2034: 59573.4032; 2035: 60999.9039; 2036: 62426.4046; 2037: 63852.9053; 2038: 65097.5747; 2039: 65834.3324; 2040: 66571.0902; 2041: 67307.8479; 2042: 68044.6057; 2043: 67900.7544; 2044: 67756.9032; 2045: 67613.052; 2046: 67469.2008; 2047: 67325.3496
|  | 8 | Distribution Capacity | 2028: 11149.2159; 2029: 13501.1084; 2030: 12336.2704; 2031: 12657.0762; 2032: 14142.7507; 2033: 14469.1092; 2034: 14795.4677; 2035: 15121.8262; 2036: 15448.1847; 2037: 15774.5432; 2038: 16085.1084; 2039: 16270.1964; 2040: 16455.2845; 2041: 16640.3726; 2042: 16825.4607; 2043: 17085.5797; 2044: 17345.6987; 2045: 17605.8177; 2046: 17865.9367; 2047: 18126.0557
|  | 8 | GHG Impacts | 2028: 150716.7218; 2029: 142952.0572; 2030: 42540.8658; 2031: 50067.1803; 2032: 67417.0485; 2033: 92941.3096; 2034: 118465.5707; 2035: 143989.8318; 2036: 169514.0929; 2037: 195038.3541; 2038: 227242.5932; 2039: 259446.8324; 2040: 291651.0715; 2041: 323855.3107; 2042: 356059.5498; 2043: 388140.9211; 2044: 420222.2923; 2045: 452303.6636; 2046: 484385.0348; 2047: 516466.4061
|  | 8 | Market Price Effects - Wholesale Energy | 2028: 7577.9757; 2029: 15349.0972; 2030: 21703.8897; 2031: 21953.2864; 2032: 41729.9169; 2033: 39150.881; 2034: 36571.8451; 2035: 33992.8091; 2036: 31413.7732; 2037: 28834.7373; 2038: 35053.3103; 2039: 41271.8834; 2040: 47490.4564; 2041: 53709.0295; 2042: 59927.6025; 2043: 63060.2957; 2044: 66192.9888; 2045: 69325.6819; 2046: 72458.3751; 2047: 75591.0682
|  | 8 | Market Price Effects - Wholesale Capacity | 2028: 0; 2029: 0; 2030: 0; 2031: 0; 2032: 0; 2033: 0; 2034: 0; 2035: 0; 2036: 0; 2037: 0; 2038: 0; 2039: 0; 2040: 0; 2041: 0; 2042: 0; 2043: 0; 2044: 0; 2045: 0; 2046: 0; 2047: 0
|  | 8 | Avoided Cost of Participant Backup Generator
|  | 8 | Full Eq DoD Cycle | 2028: 365; 2029: 346.8161; 2030: 259.3201; 2031: 244.5941; 2032: 258.3403; 2033: 258.3403; 2034: 258.3403; 2035: 258.3403; 2036: 258.3403; 2037: 323.6527; 2038: 323.6527; 2039: 323.6527; 2040: 323.6527; 2041: 323.6527; 2042: 365; 2043: 365; 2044: 365; 2045: 365; 2046: 365; 2047: 365
|  | 8 | Export MWh | 2028: 1062.478; 2029: 965.927; 2030: 431.497; 2031: 447.326; 2032: 641.752; 2033: 777.5276; 2034: 913.3032; 2035: 1049.0788; 2036: 1184.8544; 2037: 1320.63; 2038: 1398.904; 2039: 1477.178; 2040: 1555.452; 2041: 1633.726; 2042: 1712; 2043: 1736.7564; 2044: 1761.5128; 2045: 1786.2692; 2046: 1811.0256; 2047: 1835.782
|  | 8 | Charge MWh
|  | 8 | Total ESS Charge MWh | 2028: 3426.6336; 2029: 3255.5003; 2030: 2432.054; 2031: 2293.4643; 2032: 2422.8337; 2033: 2422.8337; 2034: 2422.8337; 2035: 2422.8337; 2036: 2422.8337; 2037: 3037.5042; 2038: 3037.5042; 2039: 3037.5042; 2040: 3037.5042; 2041: 3037.5042; 2042: 3426.6336; 2043: 3426.6336; 2044: 3426.6336; 2045: 3426.6336; 2046: 3426.6336; 2047: 3426.6336
|  | 8 | Avg Generation Capacity | 2028: 1.4195; 2029: 0.95723; 2030: 1.826; 2031: 1.4965; 2032: 0.71951; 2033: 0.65988; 2034: 0.60026; 2035: 0.54063; 2036: 0.48101; 2037: 0.42138; 2038: 1.2976; 2039: 2.1738; 2040: 3.0499; 2041: 3.9261; 2042: 4.8023; 2043: 3.9452; 2044: 3.0881; 2045: 2.231; 2046: 1.3739; 2047: 0.51682
|  | 8 | Avg Transmission Capacity | 2028: 1.4195; 2029: 0.95723; 2030: 1.826; 2031: 1.4965; 2032: 0.71951; 2033: 0.65988; 2034: 0.60026; 2035: 0.54063; 2036: 0.48101; 2037: 0.42138; 2038: 1.2976; 2039: 2.1738; 2040: 3.0499; 2041: 3.9261; 2042: 4.8023; 2043: 5.6525; 2044: 6.5027; 2045: 7.3529; 2046: 8.2031; 2047: 9.0533
|  | 8 | Avg Distribution Capacity | 2028: 7.1508; 2029: 4.1324; 2030: 4.3286; 2031: 5.5133; 2032: 4.6915; 2033: 4.2182; 2034: 3.7448; 2035: 3.2714; 2036: 2.7981; 2037: 2.3247; 2038: 3.3277; 2039: 4.3306; 2040: 5.3336; 2041: 6.3366; 2042: 7.3395; 2043: 7.6823; 2044: 8.0251; 2045: 8.3678; 2046: 8.7106; 2047: 9.0533
|  | 8 | GHG Impacts | 2028: 3425.8857; 2029: 3249.2581; 2030: 2412.73; 2031: 2253.5853; 2032: 2271.0388; 2033: 2173.8822; 2034: 2076.7256; 2035: 1979.569; 2036: 1882.4124; 2037: 1785.2558; 2038: 1682.4765; 2039: 1579.6971; 2040: 1476.9178; 2041: 1374.1384; 2042: 1271.3591; 2043: 1155.0071; 2044: 1038.6552; 2045: 922.3032; 2046: 805.9513; 2047: 689.5993
|  | 8 | Market Price Effects - Wholesale Energy | 2028: 3426.6336; 2029: 3255.5003; 2030: 2432.054; 2031: 2293.4643; 2032: 2422.8337; 2033: 2545.7678; 2034: 2668.7019; 2035: 2791.636; 2036: 2914.5701; 2037: 3037.5042; 2038: 3115.33; 2039: 3193.1559; 2040: 3270.9818; 2041: 3348.8077; 2042: 3426.6336; 2043: 3426.6336; 2044: 3426.6336; 2045: 3426.6336; 2046: 3426.6336; 2047: 3426.6336
|  | 8 | Market Price Effects - Wholesale Capacity | 2028: 0; 2029: 0; 2030: 0; 2031: 0; 2032: 0; 2033: 0; 2034: 0; 2035: 0; 2036: 0; 2037: 0; 2038: 0; 2039: 0; 2040: 0; 2041: 0; 2042: 0; 2043: 0; 2044: 0; 2045: 0; 2046: 0; 2047: 0
|  | 8 | Disharge MWh
|  | 8 | Total ESS DCharge MWh | 2028: 2920; 2029: 2774.5287; 2030: 2074.5605; 2031: 1956.7528; 2032: 2066.7228; 2033: 2066.7228; 2034: 2066.7228; 2035: 2066.7228; 2036: 2066.7228; 2037: 2589.2217; 2038: 2589.2217; 2039: 2589.2217; 2040: 2589.2217; 2041: 2589.2217; 2042: 2920; 2043: 2920; 2044: 2920; 2045: 2920; 2046: 2920; 2047: 2920
|  | 8 | Avg Generation Capacity | 2028: 180.5938; 2029: 184.9543; 2030: 183.756; 2031: 183.4398; 2032: 185.6673; 2033: 190.2591; 2034: 194.8508; 2035: 199.4426; 2036: 204.0344; 2037: 208.6261; 2038: 208.7133; 2039: 208.8005; 2040: 208.8878; 2041: 208.975; 2042: 209.0622; 2043: 206.4157; 2044: 203.7693; 2045: 201.1228; 2046: 198.4763; 2047: 195.8299
|  | 8 | Avg Transmission Capacity | 2028: 180.5938; 2029: 184.9543; 2030: 183.756; 2031: 183.4398; 2032: 185.6673; 2033: 190.2591; 2034: 194.8508; 2035: 199.4426; 2036: 204.0344; 2037: 208.6261; 2038: 208.7133; 2039: 208.8005; 2040: 208.8878; 2041: 208.975; 2042: 209.0622; 2043: 206.4157; 2044: 203.7693; 2045: 201.1228; 2046: 198.4763; 2047: 195.8299
|  | 8 | Avg Distribution Capacity | 2028: 115.1747; 2029: 134.9435; 2030: 153.7349; 2031: 158.805; 2032: 175.9764; 2033: 179.4557; 2034: 182.9349; 2035: 186.4141; 2036: 189.8933; 2037: 193.3725; 2038: 193.6858; 2039: 193.9991; 2040: 194.3124; 2041: 194.6257; 2042: 194.939; 2043: 193.2444; 2044: 191.5498; 2045: 189.8552; 2046: 188.1606; 2047: 186.466
|  | 8 | GHG Impacts | 2028: 2919.8558; 2029: 2773.1982; 2030: 2070.4668; 2031: 1948.1754; 2032: 2053.8338; 2033: 2154.0696; 2034: 2254.3054; 2035: 2354.5412; 2036: 2454.777; 2037: 2555.0128; 2038: 2617.1376; 2039: 2679.2625; 2040: 2741.3873; 2041: 2803.5122; 2042: 2865.637; 2043: 2858.5376; 2044: 2851.4382; 2045: 2844.3387; 2046: 2837.2393; 2047: 2830.1399
|  | 8 | Market Price Effects - Wholesale Energy | 2028: 2920; 2029: 2774.5287; 2030: 2074.5605; 2031: 1956.7528; 2032: 2066.7228; 2033: 2171.2226; 2034: 2275.7223; 2035: 2380.2221; 2036: 2484.7219; 2037: 2589.2217; 2038: 2655.3773; 2039: 2721.533; 2040: 2787.6887; 2041: 2853.8443; 2042: 2920; 2043: 2920; 2044: 2920; 2045: 2920; 2046: 2920; 2047: 2920
|  | 8 | Market Price Effects - Wholesale Capacity | 2028: 0; 2029: 0; 2030: 0; 2031: 0; 2032: 0; 2033: 0; 2034: 0; 2035: 0; 2036: 0; 2037: 0; 2038: 0; 2039: 0; 2040: 0; 2041: 0; 2042: 0; 2043: 0; 2044: 0; 2045: 0; 2046: 0; 2047: 0
8
|  | 9 | Case 9¦FTM - Market Participant (2 MW / 4 MWh)
|  | 9 |  | 2025 | 2026 | 2027 | 2028 | 2029 | 2030 | 2031 | 2032 | 2033 | 2034 | 2035 | 2036 | 2037 | 2038 | 2039 | 2040 | 2041 | 2042 | 2043 | 2044 | 2045 | 2046 | 2047 | 2048 | 2049 | 2050 | 2051 | 2052 | 2053 | 2054 | 2055 | 2056 | 2057 | 2058 | 2059 | 2060
|  | 9 | Capacity - PJM Market | 2028: 69106.8918; 2029: 76785.4493; 2030: 83806.8412; 2031: 71063.2837; 2032: 59726.0304; 2033: 57570.8843; 2034: 56850.6801; 2035: 56709.3288; 2036: 57134.6286; 2037: 56834.6136; 2038: 56207.2534; 2039: 55393.8512; 2040: 54497.0156; 2041: 53531.0716; 2042: 52494.9789; 2043: 51275.5285; 2044: 50116.4987; 2045: 48887.7642; 2046: 47330.3501; 2047: 45770.6496
|  | 9 | Energy Arbitrage - PJM Market | 2028: 68357.2064; 2029: 70920.7708; 2030: 83633.3456; 2031: 83861.2147; 2032: 89415.0356; 2033: 94125.5626; 2034: 98836.0895; 2035: 103546.6165; 2036: 108257.1434; 2037: 112967.6704; 2038: 129522.3543; 2039: 146077.0382; 2040: 162631.7222; 2041: 179186.4061; 2042: 195741.09; 2043: 205298.7858; 2044: 214856.4815; 2045: 224414.1773; 2046: 233971.8731; 2047: 243529.5689
|  | 9 | Spin- PJM Market | 2028: 22643.2563; 2029: 20985.8514; 2030: 21673.1205; 2031: 20160.2563; 2032: 18969.3085; 2033: 19412.8105; 2034: 19856.3125; 2035: 20299.8145; 2036: 20743.3165; 2037: 21186.8185; 2038: 22143.2338; 2039: 23099.6491; 2040: 24056.0644; 2041: 25012.4797; 2042: 25968.895; 2043: 27117.449; 2044: 28266.0029; 2045: 29414.5569; 2046: 30563.1108; 2047: 31711.6648
|  | 9 | Non-Spin - PJM Market | 2028: 0; 2029: 0; 2030: 0; 2031: 0; 2032: 0; 2033: 0; 2034: 0; 2035: 0; 2036: 0; 2037: 0; 2038: 0; 2039: 0; 2040: 0; 2041: 0; 2042: 0; 2043: 0; 2044: 0; 2045: 0; 2046: 0; 2047: 0
|  | 9 | Regulation - PJM Market | 2028: 130498.8229; 2029: 59040.8329; 2030: 31658.5896; 2031: 19442.8991; 2032: 12351.4858; 2033: 11189.3228; 2034: 10027.1597; 2035: 8864.9967; 2036: 7702.8336; 2037: 6540.6706; 2038: 6962.0546; 2039: 7383.4386; 2040: 7804.8226; 2041: 8226.2066; 2042: 8647.5906; 2043: 8594.4163; 2044: 8541.242; 2045: 8488.0676; 2046: 8434.8933; 2047: 8381.719
|  | 9 | Incurred Energy Charges | 2028: 0; 2029: 0; 2030: 0; 2031: 0; 2032: 0; 2033: 0; 2034: 0; 2035: 0; 2036: 0; 2037: 0; 2038: 0; 2039: 0; 2040: 0; 2041: 0; 2042: 0; 2043: 0; 2044: 0; 2045: 0; 2046: 0; 2047: 0
|  | 9 | As Used Demand Charges | 2028: -18604.7665; 2029: -22193.6244; 2030: -18119.5908; 2031: -20132.8233; 2032: -23086.4786; 2033: -25098.3571; 2034: -27110.2356; 2035: -29122.1141; 2036: -31133.9926; 2037: -33145.8711; 2038: -34702.7312; 2039: -36259.5913; 2040: -37816.4514; 2041: -39373.3114; 2042: -40930.1715; 2043: -41007.3159; 2044: -41084.4603; 2045: -41161.6047; 2046: -41238.7492; 2047: -41315.8936
|  | 9 | Contract Demand Charges Fixed | 2028: 0; 2029: 0; 2030: 0; 2031: 0; 2032: 0; 2033: 0; 2034: 0; 2035: 0; 2036: 0; 2037: 0; 2038: 0; 2039: 0; 2040: 0; 2041: 0; 2042: 0; 2043: 0; 2044: 0; 2045: 0; 2046: 0; 2047: 0
|  | 9 | Customer Charges/ Fixed Charges | 2028: -404.1723; 2029: -420.3392; 2030: -437.1527; 2031: -454.6389; 2032: -472.8244; 2033: -491.7374; 2034: -511.4069; 2035: -531.8632; 2036: -553.1377; 2037: -575.2632; 2038: -598.2737; 2039: -622.2047; 2040: -647.0929; 2041: -672.9766; 2042: -699.8956; 2043: -727.8915; 2044: -757.0071; 2045: -787.2874; 2046: -818.7789; 2047: -851.5301
|  | 9 | Energy Savings | 2028: 0; 2029: 0; 2030: 0; 2031: 0; 2032: 0; 2033: 0; 2034: 0; 2035: 0; 2036: 0; 2037: 0; 2038: 0; 2039: 0; 2040: 0; 2041: 0; 2042: 0; 2043: 0; 2044: 0; 2045: 0; 2046: 0; 2047: 0
|  | 9 | Demand Savings | 2028: 0; 2029: 0; 2030: 0; 2031: 0; 2032: 0; 2033: 0; 2034: 0; 2035: 0; 2036: 0; 2037: 0; 2038: 0; 2039: 0; 2040: 0; 2041: 0; 2042: 0; 2043: 0; 2044: 0; 2045: 0; 2046: 0; 2047: 0
|  | 9 | Energy Generation - Export | 2028: 0; 2029: 0; 2030: 0; 2031: 0; 2032: 0; 2033: 0; 2034: 0; 2035: 0; 2036: 0; 2037: 0; 2038: 0; 2039: 0; 2040: 0; 2041: 0; 2042: 0; 2043: 0; 2044: 0; 2045: 0; 2046: 0; 2047: 0
|  | 9 | Generation Capacity | 2028: 0; 2029: 0; 2030: 0; 2031: 0; 2032: 0; 2033: 0; 2034: 0; 2035: 0; 2036: 0; 2037: 0; 2038: 0; 2039: 0; 2040: 0; 2041: 0; 2042: 0; 2043: 0; 2044: 0; 2045: 0; 2046: 0; 2047: 0
|  | 9 | Transmission Capacity | 2028: 60709.0423; 2029: 58834.6889; 2030: 48271.7312; 2031: 48962.4363; 2032: 48937.7826; 2033: 48911.383; 2034: 48884.9835; 2035: 48858.5839; 2036: 48832.1844; 2037: 48805.7848; 2038: 49678.3739; 2039: 50550.963; 2040: 51423.5521; 2041: 52296.1412; 2042: 53168.7303; 2043: 54464.808; 2044: 55760.8858; 2045: 57056.9635; 2046: 58353.0412; 2047: 59649.119
|  | 9 | Distribution Capacity | 2028: 15182.0694; 2029: 15664.6075; 2030: 12605.8141; 2031: 12679.3077; 2032: 13020.445; 2033: 13007.025; 2034: 12993.6049; 2035: 12980.1849; 2036: 12966.7648; 2037: 12953.3448; 2038: 13073.8109; 2039: 13194.2771; 2040: 13314.7433; 2041: 13435.2095; 2042: 13555.6756; 2043: 13760.9528; 2044: 13966.23; 2045: 14171.5072; 2046: 14376.7844; 2047: 14582.0616
|  | 9 | GHG Impacts | 2028: 128730.849; 2029: 145850.3278; 2030: 56607.5388; 2031: 68297.5224; 2032: 83809.3175; 2033: 94640.1435; 2034: 105470.9695; 2035: 116301.7955; 2036: 127132.6216; 2037: 137963.4476; 2038: 149198.4472; 2039: 160433.4468; 2040: 171668.4463; 2041: 182903.4459; 2042: 194138.4455; 2043: 209493.3214; 2044: 224848.1974; 2045: 240203.0733; 2046: 255557.9492; 2047: 270912.8251
|  | 9 | Market Price Effects - Wholesale Energy | 2028: 6233.0338; 2029: 10895.4121; 2030: 22839.2536; 2031: 23544.0729; 2032: 33210.9539; 2033: 30423.399; 2034: 27635.844; 2035: 24848.2891; 2036: 22060.7342; 2037: 19273.1792; 2038: 23826.5217; 2039: 28379.8642; 2040: 32933.2067; 2041: 37486.5492; 2042: 42039.8916; 2043: 44566.5102; 2044: 47093.1287; 2045: 49619.7472; 2046: 52146.3658; 2047: 54672.9843
|  | 9 | Market Price Effects - Wholesale Capacity | 2028: 0; 2029: 0; 2030: 0; 2031: 0; 2032: 0; 2033: 0; 2034: 0; 2035: 0; 2036: 0; 2037: 0; 2038: 0; 2039: 0; 2040: 0; 2041: 0; 2042: 0; 2043: 0; 2044: 0; 2045: 0; 2046: 0; 2047: 0
|  | 9 | Avoided Cost of Participant Backup Generator
|  | 9 | Full Eq DoD Cycle | 2028: 365; 2029: 365; 2030: 365; 2031: 365; 2032: 365; 2033: 365; 2034: 365; 2035: 365; 2036: 365; 2037: 365; 2038: 365; 2039: 365; 2040: 365; 2041: 365; 2042: 365; 2043: 365; 2044: 365; 2045: 365; 2046: 365; 2047: 365
|  | 9 | Export MWh
|  | 9 | Charge MWh
|  | 9 | Total ESS Charge MWh | 2028: 1717.6471; 2029: 1717.6471; 2030: 1717.6471; 2031: 1717.6471; 2032: 1717.6471; 2033: 1717.6471; 2034: 1717.647; 2035: 1717.647; 2036: 1717.647; 2037: 1717.647; 2038: 1717.647; 2039: 1717.647; 2040: 1717.647; 2041: 1717.647; 2042: 1717.647; 2043: 1717.647; 2044: 1717.647; 2045: 1717.647; 2046: 1717.647; 2047: 1717.647
|  | 9 | Avg Generation Capacity | 2028: 0.00125; 2029: 0; 2030: 0.001; 2031: 0; 2032: 0; 2033: 0.0005; 2034: 0.001; 2035: 0.0015; 2036: 0.002; 2037: 0.0025; 2038: 0.002; 2039: 0.0015; 2040: 0.001; 2041: 0.00041667; 2042: 0; 2043: 0; 2044: 0; 2045: 0; 2046: 0; 2047: 0
|  | 9 | Avg Transmission Capacity | 2028: 0.00125; 2029: 0; 2030: 0.001; 2031: 0; 2032: 0; 2033: 0.0005; 2034: 0.001; 2035: 0.0015; 2036: 0.002; 2037: 0.0025; 2038: 0.002; 2039: 0.0015; 2040: 0.001; 2041: 0.00041667; 2042: 0; 2043: 0; 2044: 0; 2045: 0; 2046: 0; 2047: 0
|  | 9 | Avg Distribution Capacity | 2028: 0.000625; 2029: 0; 2030: 0.0044216; 2031: 0.0205; 2032: 0.0025; 2033: 0.0065; 2034: 0.0105; 2035: 0.0145; 2036: 0.0185; 2037: 0.0225; 2038: 0.0181; 2039: 0.0137; 2040: 0.0093; 2041: 0.0040833; 2042: 0.00041667; 2043: 0.0039509; 2044: 0.0074852; 2045: 0.01102; 2046: 0.014554; 2047: 0.018088
|  | 9 | GHG Impacts | 2028: 1716.5936; 2029: 1708.906; 2030: 1690.5722; 2031: 1634.237; 2032: 1513.7319; 2033: 1389.5692; 2034: 1265.4066; 2035: 1141.244; 2036: 1017.0813; 2037: 892.9187; 2038: 824.3187; 2039: 755.7186; 2040: 687.1186; 2041: 618.5185; 2042: 549.9185; 2043: 494.7924; 2044: 439.6663; 2045: 384.5403; 2046: 329.4142; 2047: 274.2881
|  | 9 | Market Price Effects - Wholesale Energy | 2028: 1717.6471; 2029: 1717.6471; 2030: 1717.6471; 2031: 1717.6471; 2032: 1717.6471; 2033: 1717.6471; 2034: 1717.647; 2035: 1717.647; 2036: 1717.647; 2037: 1717.647; 2038: 1717.647; 2039: 1717.647; 2040: 1717.647; 2041: 1717.647; 2042: 1717.647; 2043: 1717.647; 2044: 1717.647; 2045: 1717.647; 2046: 1717.647; 2047: 1717.647
|  | 9 | Market Price Effects - Wholesale Capacity | 2028: 0; 2029: 0; 2030: 0; 2031: 0; 2032: 0; 2033: 0; 2034: 0; 2035: 0; 2036: 0; 2037: 0; 2038: 0; 2039: 0; 2040: 0; 2041: 0; 2042: 0; 2043: 0; 2044: 0; 2045: 0; 2046: 0; 2047: 0
|  | 9 | Disharge MWh
|  | 9 | Total ESS DCharge MWh | 2028: 1460; 2029: 1460; 2030: 1460; 2031: 1460; 2032: 1460; 2033: 1460; 2034: 1460; 2035: 1460; 2036: 1460; 2037: 1460; 2038: 1460; 2039: 1460; 2040: 1460; 2041: 1460; 2042: 1460; 2043: 1460; 2044: 1460; 2045: 1460; 2046: 1460; 2047: 1460
|  | 9 | Avg Generation Capacity | 2028: 0.99102; 2029: 0.95921; 2030: 0.788; 2031: 0.79826; 2032: 0.79786; 2033: 0.79793; 2034: 0.79799; 2035: 0.79806; 2036: 0.79813; 2037: 0.7982; 2038: 0.79817; 2039: 0.79813; 2040: 0.7981; 2041: 0.66505; 2042: 0.66502; 2043: 0.663; 2044: 0.66099; 2045: 0.65897; 2046: 0.65695; 2047: 0.65494
|  | 9 | Avg Transmission Capacity | 2028: 0.99102; 2029: 0.95921; 2030: 0.788; 2031: 0.79826; 2032: 0.79786; 2033: 0.79793; 2034: 0.79799; 2035: 0.79806; 2036: 0.79813; 2037: 0.7982; 2038: 0.79817; 2039: 0.79813; 2040: 0.7981; 2041: 0.66505; 2042: 0.66502; 2043: 0.663; 2044: 0.66099; 2045: 0.65897; 2046: 0.65695; 2047: 0.65494
|  | 9 | Avg Distribution Capacity | 2028: 0.91999; 2029: 0.94858; 2030: 0.76778; 2031: 0.7883; 2032: 0.79096; 2033: 0.79415; 2034: 0.79734; 2035: 0.80052; 2036: 0.80371; 2037: 0.8069; 2038: 0.79676; 2039: 0.78662; 2040: 0.77649; 2041: 0.63862; 2042: 0.63018; 2043: 0.6267; 2044: 0.62322; 2045: 0.61974; 2046: 0.61626; 2047: 0.61278
|  | 9 | GHG Impacts | 2028: 1460; 2029: 1460; 2030: 1460; 2031: 1460; 2032: 1459.8764; 2033: 1459.7911; 2034: 1459.7057; 2035: 1459.6204; 2036: 1459.5351; 2037: 1459.4498; 2038: 1458.1398; 2039: 1456.8299; 2040: 1455.5199; 2041: 1454.2099; 2042: 1452.9; 2043: 1448.2551; 2044: 1443.6103; 2045: 1438.9654; 2046: 1434.3206; 2047: 1429.6757
|  | 9 | Market Price Effects - Wholesale Energy | 2028: 1460; 2029: 1460; 2030: 1460; 2031: 1460; 2032: 1460; 2033: 1460; 2034: 1460; 2035: 1460; 2036: 1460; 2037: 1460; 2038: 1460; 2039: 1460; 2040: 1460; 2041: 1460; 2042: 1460; 2043: 1460; 2044: 1460; 2045: 1460; 2046: 1460; 2047: 1460
|  | 9 | Market Price Effects - Wholesale Capacity | 2028: 0; 2029: 0; 2030: 0; 2031: 0; 2032: 0; 2033: 0; 2034: 0; 2035: 0; 2036: 0; 2037: 0; 2038: 0; 2039: 0; 2040: 0; 2041: 0; 2042: 0; 2043: 0; 2044: 0; 2045: 0; 2046: 0; 2047: 0
9
|  | 10 | Case 10¦FTM - Market Participant (2 MW / 8 MWh)
|  | 10 |  | 2025 | 2026 | 2027 | 2028 | 2029 | 2030 | 2031 | 2032 | 2033 | 2034 | 2035 | 2036 | 2037 | 2038 | 2039 | 2040 | 2041 | 2042 | 2043 | 2044 | 2045 | 2046 | 2047 | 2048 | 2049 | 2050 | 2051 | 2052 | 2053 | 2054 | 2055 | 2056 | 2057 | 2058 | 2059 | 2060
|  | 10 | Capacity - PJM Market | 2028: 138423.7497; 2029: 154212.538; 2030: 168737.6779; 2031: 143686.7804; 2032: 119898.6106; 2033: 115678.866; 2034: 113807.8665; 2035: 113805.832; 2036: 114536.2685; 2037: 113807.0219; 2038: 112618.5053; 2039: 111055.5482; 2040: 109005.0118; 2041: 107191.4582; 2042: 105011.0825; 2043: 102695.5678; 2044: 100313.5544; 2045: 97785.3177; 2046: 94708.1064; 2047: 91587.1432
|  | 10 | Energy Arbitrage - PJM Market | 2028: 100088.0307; 2029: 123646.2706; 2030: 136084.361; 2031: 137172.1069; 2032: 149769.3834; 2033: 157594.6697; 2034: 165419.9561; 2035: 173245.2425; 2036: 181070.5288; 2037: 188895.8152; 2038: 215038.606; 2039: 241181.3968; 2040: 267324.1875; 2041: 293466.9783; 2042: 319609.7691; 2043: 335913.7785; 2044: 352217.788; 2045: 368521.7974; 2046: 384825.8068; 2047: 401129.8163
|  | 10 | Spin- PJM Market | 2028: 19191.2291; 2029: 18170.3544; 2030: 19298.4442; 2031: 17819.1834; 2032: 16590.4944; 2033: 16771.052; 2034: 16951.6096; 2035: 17132.1672; 2036: 17312.7248; 2037: 17493.2824; 2038: 18231.9013; 2039: 18970.5202; 2040: 19709.139; 2041: 20447.7579; 2042: 21186.3768; 2043: 21977.9477; 2044: 22769.5186; 2045: 23561.0895; 2046: 24352.6605; 2047: 25144.2314
|  | 10 | Non-Spin - PJM Market | 2028: 0; 2029: 0; 2030: 0; 2031: 0; 2032: 0; 2033: 0; 2034: 0; 2035: 0; 2036: 0; 2037: 0; 2038: 0; 2039: 0; 2040: 0; 2041: 0; 2042: 0; 2043: 0; 2044: 0; 2045: 0; 2046: 0; 2047: 0
|  | 10 | Regulation - PJM Market | 2028: 154073.4781; 2029: 74951.8656; 2030: 35665.558; 2031: 22048.6091; 2032: 14255.2033; 2033: 12753.8341; 2034: 11252.4649; 2035: 9751.0957; 2036: 8249.7265; 2037: 6748.3573; 2038: 7221.7811; 2039: 7695.2048; 2040: 8168.6285; 2041: 8642.0522; 2042: 9115.476; 2043: 9054.2518; 2044: 8993.0277; 2045: 8931.8036; 2046: 8870.5794; 2047: 8809.3553
|  | 10 | Incurred Energy Charges | 2028: 0; 2029: 0; 2030: 0; 2031: 0; 2032: 0; 2033: 0; 2034: 0; 2035: 0; 2036: 0; 2037: 0; 2038: 0; 2039: 0; 2040: 0; 2041: 0; 2042: 0; 2043: 0; 2044: 0; 2045: 0; 2046: 0; 2047: 0
|  | 10 | As Used Demand Charges | 2028: -28172.8921; 2029: -27659.1875; 2030: -26759.8738; 2031: -27765.0024; 2032: -29632.4929; 2033: -32422.2584; 2034: -35212.0239; 2035: -38001.7895; 2036: -40791.555; 2037: -43581.3205; 2038: -49862.3953; 2039: -56143.4701; 2040: -62424.5449; 2041: -68705.6198; 2042: -74986.6946; 2043: -74326.7833; 2044: -73666.8721; 2045: -73006.9609; 2046: -72347.0497; 2047: -71687.1385
|  | 10 | Contract Demand Charges Fixed | 2028: 0; 2029: 0; 2030: 0; 2031: 0; 2032: 0; 2033: 0; 2034: 0; 2035: 0; 2036: 0; 2037: 0; 2038: 0; 2039: 0; 2040: 0; 2041: 0; 2042: 0; 2043: 0; 2044: 0; 2045: 0; 2046: 0; 2047: 0
|  | 10 | Customer Charges/ Fixed Charges | 2028: -404.1723; 2029: -420.3392; 2030: -437.1527; 2031: -454.6389; 2032: -472.8244; 2033: -491.7374; 2034: -511.4069; 2035: -531.8632; 2036: -553.1377; 2037: -575.2632; 2038: -598.2737; 2039: -622.2047; 2040: -647.0929; 2041: -672.9766; 2042: -699.8956; 2043: -727.8915; 2044: -757.0071; 2045: -787.2874; 2046: -818.7789; 2047: -851.5301
|  | 10 | Energy Savings | 2028: 0; 2029: 0; 2030: 0; 2031: 0; 2032: 0; 2033: 0; 2034: 0; 2035: 0; 2036: 0; 2037: 0; 2038: 0; 2039: 0; 2040: 0; 2041: 0; 2042: 0; 2043: 0; 2044: 0; 2045: 0; 2046: 0; 2047: 0
|  | 10 | Demand Savings | 2028: 0; 2029: 0; 2030: 0; 2031: 0; 2032: 0; 2033: 0; 2034: 0; 2035: 0; 2036: 0; 2037: 0; 2038: 0; 2039: 0; 2040: 0; 2041: 0; 2042: 0; 2043: 0; 2044: 0; 2045: 0; 2046: 0; 2047: 0
|  | 10 | Energy Generation - Export | 2028: 0; 2029: 0; 2030: 0; 2031: 0; 2032: 0; 2033: 0; 2034: 0; 2035: 0; 2036: 0; 2037: 0; 2038: 0; 2039: 0; 2040: 0; 2041: 0; 2042: 0; 2043: 0; 2044: 0; 2045: 0; 2046: 0; 2047: 0
|  | 10 | Generation Capacity | 2028: 0; 2029: 0; 2030: 0; 2031: 0; 2032: 0; 2033: 0; 2034: 0; 2035: 0; 2036: 0; 2037: 0; 2038: 0; 2039: 0; 2040: 0; 2041: 0; 2042: 0; 2043: 0; 2044: 0; 2045: 0; 2046: 0; 2047: 0
|  | 10 | Transmission Capacity | 2028: 119784.06; 2029: 118559.5633; 2030: 97383.1476; 2031: 97391.1897; 2032: 96290.3445; 2033: 96500.158; 2034: 96709.9715; 2035: 96919.785; 2036: 97129.5986; 2037: 97339.4121; 2038: 98771.9781; 2039: 100204.5441; 2040: 101637.1101; 2041: 103069.6762; 2042: 104502.2422; 2043: 106147.5796; 2044: 107792.9169; 2045: 109438.2543; 2046: 111083.5917; 2047: 112728.929
|  | 10 | Distribution Capacity | 2028: 26854.4065; 2029: 28195.2913; 2030: 25487.7249; 2031: 25420.5081; 2032: 25193.8399; 2033: 25228.286; 2034: 25262.732; 2035: 25297.1781; 2036: 25331.6241; 2037: 25366.0702; 2038: 25729.6155; 2039: 26093.1609; 2040: 26456.7062; 2041: 26820.2516; 2042: 27183.797; 2043: 27481.6075; 2044: 27779.4181; 2045: 28077.2287; 2046: 28375.0393; 2047: 28672.8498
|  | 10 | GHG Impacts | 2028: 208495.3228; 2029: 172330.4788; 2030: 59487.9064; 2031: 73386.244; 2032: 91951.9347; 2033: 110817.3627; 2034: 129682.7907; 2035: 148548.2188; 2036: 167413.6468; 2037: 186279.0748; 2038: 215013.0594; 2039: 243747.0441; 2040: 272481.0287; 2041: 301215.0134; 2042: 329948.9981; 2043: 357723.0114; 2044: 385497.0246; 2045: 413271.0379; 2046: 441045.0512; 2047: 468819.0645
|  | 10 | Market Price Effects - Wholesale Energy | 2028: 11849.8971; 2029: 26488.0796; 2030: 42196.0017; 2031: 41056.5444; 2032: 58364.6246; 2033: 53367.1763; 2034: 48369.7279; 2035: 43372.2795; 2036: 38374.8311; 2037: 33377.3827; 2038: 40641.447; 2039: 47905.5114; 2040: 55169.5757; 2041: 62433.6401; 2042: 69697.7044; 2043: 74259.2164; 2044: 78820.7285; 2045: 83382.2405; 2046: 87943.7525; 2047: 92505.2645
|  | 10 | Market Price Effects - Wholesale Capacity | 2028: 0; 2029: 0; 2030: 0; 2031: 0; 2032: 0; 2033: 0; 2034: 0; 2035: 0; 2036: 0; 2037: 0; 2038: 0; 2039: 0; 2040: 0; 2041: 0; 2042: 0; 2043: 0; 2044: 0; 2045: 0; 2046: 0; 2047: 0
|  | 10 | Avoided Cost of Participant Backup Generator
|  | 10 | Full Eq DoD Cycle | 2028: 365; 2029: 365; 2030: 365; 2031: 365; 2032: 365; 2033: 364.9983; 2034: 364.9966; 2035: 364.9949; 2036: 364.9932; 2037: 364.9915; 2038: 364.917; 2039: 364.8425; 2040: 364.7681; 2041: 364.6936; 2042: 364.6191; 2043: 364.6953; 2044: 364.7715; 2045: 364.8476; 2046: 364.9238; 2047: 365
|  | 10 | Export MWh
|  | 10 | Charge MWh
|  | 10 | Total ESS Charge MWh | 2028: 3435.2941; 2029: 3435.2941; 2030: 3435.2941; 2031: 3435.2941; 2032: 3435.2941; 2033: 3435.2781; 2034: 3435.2621; 2035: 3435.2461; 2036: 3435.23; 2037: 3435.214; 2038: 3434.513; 2039: 3433.812; 2040: 3433.111; 2041: 3432.41; 2042: 3431.709; 2043: 3432.426; 2044: 3433.143; 2045: 3433.86; 2046: 3434.577; 2047: 3435.294
|  | 10 | Avg Generation Capacity | 2028: 0; 2029: 0; 2030: 0; 2031: 0; 2032: 0; 2033: 0.0002; 2034: 0.0004; 2035: 0.0006; 2036: 0.0008; 2037: 0.001; 2038: 0.0016476; 2039: 0.0022953; 2040: 0.0029429; 2041: 0.0029921; 2042: 0.0035318; 2043: 0.0028255; 2044: 0.0021191; 2045: 0.0014127; 2046: 0.00070637; 2047: 0
|  | 10 | Avg Transmission Capacity | 2028: 0; 2029: 0; 2030: 0; 2031: 0; 2032: 0; 2033: 0.0002; 2034: 0.0004; 2035: 0.0006; 2036: 0.0008; 2037: 0.001; 2038: 0.0016476; 2039: 0.0022953; 2040: 0.0029429; 2041: 0.0029921; 2042: 0.0035318; 2043: 0.0028255; 2044: 0.0021191; 2045: 0.0014127; 2046: 0.00070637; 2047: 0
|  | 10 | Avg Distribution Capacity | 2028: 0.0125; 2029: 0; 2030: 0.0017647; 2031: 0.0205; 2032: 0.0025; 2033: 0.0062; 2034: 0.0099; 2035: 0.0136; 2036: 0.0173; 2037: 0.021; 2038: 0.021358; 2039: 0.021717; 2040: 0.022075; 2041: 0.018695; 2042: 0.018994; 2043: 0.018825; 2044: 0.018656; 2045: 0.018487; 2046: 0.018318; 2047: 0.018149
|  | 10 | GHG Impacts | 2028: 3433.3941; 2029: 3420.6417; 2030: 3396.8941; 2031: 3329.6649; 2032: 3186.3384; 2033: 2990.9487; 2034: 2795.559; 2035: 2600.1693; 2036: 2404.7796; 2037: 2209.3899; 2038: 2038.989; 2039: 1868.5881; 2040: 1698.1872; 2041: 1527.7863; 2042: 1357.3854; 2043: 1242.83; 2044: 1128.2745; 2045: 1013.7191; 2046: 899.1636; 2047: 784.6082
|  | 10 | Market Price Effects - Wholesale Energy | 2028: 3435.2941; 2029: 3435.2941; 2030: 3435.2941; 2031: 3435.2941; 2032: 3435.2941; 2033: 3435.2781; 2034: 3435.2621; 2035: 3435.2461; 2036: 3435.23; 2037: 3435.214; 2038: 3434.513; 2039: 3433.812; 2040: 3433.111; 2041: 3432.41; 2042: 3431.709; 2043: 3432.426; 2044: 3433.143; 2045: 3433.86; 2046: 3434.577; 2047: 3435.294
|  | 10 | Market Price Effects - Wholesale Capacity | 2028: 0; 2029: 0; 2030: 0; 2031: 0; 2032: 0; 2033: 0; 2034: 0; 2035: 0; 2036: 0; 2037: 0; 2038: 0; 2039: 0; 2040: 0; 2041: 0; 2042: 0; 2043: 0; 2044: 0; 2045: 0; 2046: 0; 2047: 0
|  | 10 | Disharge MWh
|  | 10 | Total ESS DCharge MWh | 2028: 2920; 2029: 2920; 2030: 2920; 2031: 2920; 2032: 2920; 2033: 2919.9864; 2034: 2919.9728; 2035: 2919.9592; 2036: 2919.9456; 2037: 2919.932; 2038: 2919.3361; 2039: 2918.7403; 2040: 2918.1444; 2041: 2917.5486; 2042: 2916.9528; 2043: 2917.5622; 2044: 2918.1717; 2045: 2918.7811; 2046: 2919.3906; 2047: 2920
|  | 10 | Avg Generation Capacity | 2028: 1.9529; 2029: 1.9329; 2030: 1.5877; 2031: 1.5878; 2032: 1.5699; 2033: 1.5735; 2034: 1.5771; 2035: 1.5807; 2036: 1.5843; 2037: 1.588; 2038: 1.5849; 2039: 1.5819; 2040: 1.5788; 2041: 1.3132; 2042: 1.3106; 2043: 1.296; 2044: 1.2815; 2045: 1.2669; 2046: 1.2523; 2047: 1.2377
|  | 10 | Avg Transmission Capacity | 2028: 1.9529; 2029: 1.9329; 2030: 1.5877; 2031: 1.5878; 2032: 1.5699; 2033: 1.5735; 2034: 1.5771; 2035: 1.5807; 2036: 1.5843; 2037: 1.588; 2038: 1.5849; 2039: 1.5819; 2040: 1.5788; 2041: 1.3132; 2042: 1.3106; 2043: 1.296; 2044: 1.2815; 2045: 1.2669; 2046: 1.2523; 2047: 1.2377
|  | 10 | Avg Distribution Capacity | 2028: 1.6387; 2029: 1.7074; 2030: 1.5452; 2031: 1.5599; 2032: 1.5281; 2033: 1.5339; 2034: 1.5397; 2035: 1.5455; 2036: 1.5513; 2037: 1.5571; 2038: 1.5533; 2039: 1.5495; 2040: 1.5458; 2041: 1.285; 2042: 1.2819; 2043: 1.263; 2044: 1.2441; 2045: 1.2252; 2046: 1.2064; 2047: 1.1875
|  | 10 | GHG Impacts | 2028: 2920; 2029: 2920; 2030: 2920; 2031: 2919.8915; 2032: 2919.7879; 2033: 2919.301; 2034: 2918.8141; 2035: 2918.3271; 2036: 2917.8402; 2037: 2917.3533; 2038: 2910.5424; 2039: 2903.7315; 2040: 2896.9206; 2041: 2890.1097; 2042: 2883.2988; 2043: 2871.2289; 2044: 2859.1591; 2045: 2847.0892; 2046: 2835.0193; 2047: 2822.9495
|  | 10 | Market Price Effects - Wholesale Energy | 2028: 2920; 2029: 2920; 2030: 2920; 2031: 2920; 2032: 2920; 2033: 2919.9864; 2034: 2919.9728; 2035: 2919.9592; 2036: 2919.9456; 2037: 2919.932; 2038: 2919.3361; 2039: 2918.7403; 2040: 2918.1444; 2041: 2917.5486; 2042: 2916.9528; 2043: 2917.5622; 2044: 2918.1717; 2045: 2918.7811; 2046: 2919.3906; 2047: 2920
|  | 10 | Market Price Effects - Wholesale Capacity | 2028: 0; 2029: 0; 2030: 0; 2031: 0; 2032: 0; 2033: 0; 2034: 0; 2035: 0; 2036: 0; 2037: 0; 2038: 0; 2039: 0; 2040: 0; 2041: 0; 2042: 0; 2043: 0; 2044: 0; 2045: 0; 2046: 0; 2047: 0
10
|  | 11 | Case 11¦FTM - Market Participant (5 MW / 10 MWh)
|  | 11 |  | 2025 | 2026 | 2027 | 2028 | 2029 | 2030 | 2031 | 2032 | 2033 | 2034 | 2035 | 2036 | 2037 | 2038 | 2039 | 2040 | 2041 | 2042 | 2043 | 2044 | 2045 | 2046 | 2047 | 2048 | 2049 | 2050 | 2051 | 2052 | 2053 | 2054 | 2055 | 2056 | 2057 | 2058 | 2059 | 2060
|  | 11 | Capacity - PJM Market | 2028: 172767.2294; 2029: 191963.6233; 2030: 209517.1029; 2031: 177658.2093; 2032: 149315.076; 2033: 143927.2106; 2034: 142126.7003; 2035: 141773.3219; 2036: 142836.5715; 2037: 142086.5339; 2038: 140518.1334; 2039: 138484.6281; 2040: 136242.539; 2041: 133827.6789; 2042: 131237.4472; 2043: 128188.8213; 2044: 125291.2468; 2045: 122219.4105; 2046: 118325.8752; 2047: 114426.624
|  | 11 | Energy Arbitrage - PJM Market | 2028: 170876.1885; 2029: 177486.6926; 2030: 209452.5152; 2031: 209898.8268; 2032: 224115.6929; 2033: 235834.8396; 2034: 247553.9863; 2035: 259273.133; 2036: 270992.2797; 2037: 282711.4264; 2038: 324218.5039; 2039: 365725.5815; 2040: 407232.6591; 2041: 448739.7367; 2042: 490246.8142; 2043: 514116.0627; 2044: 537985.3112; 2045: 561854.5597; 2046: 585723.8082; 2047: 609593.0567
|  | 11 | Spin- PJM Market | 2028: 56636.394; 2029: 52467.6001; 2030: 54177.3331; 2031: 50366.5139; 2032: 47576.6739; 2033: 48692.4621; 2034: 49808.2503; 2035: 50924.0385; 2036: 52039.8267; 2037: 53155.615; 2038: 55572.5292; 2039: 57989.4435; 2040: 60406.3578; 2041: 62823.272; 2042: 65240.1863; 2043: 68078.7305; 2044: 70917.2747; 2045: 73755.8189; 2046: 76594.3631; 2047: 79432.9073
|  | 11 | Non-Spin - PJM Market | 2028: 0; 2029: 0; 2030: 0; 2031: 0; 2032: 0; 2033: 0; 2034: 0; 2035: 0; 2036: 0; 2037: 0; 2038: 0; 2039: 0; 2040: 0; 2041: 0; 2042: 0; 2043: 0; 2044: 0; 2045: 0; 2046: 0; 2047: 0
|  | 11 | Regulation - PJM Market | 2028: 326383.0893; 2029: 147564.1661; 2030: 79009.3046; 2031: 48613.8635; 2032: 30869.3474; 2033: 27926.5186; 2034: 24983.6899; 2035: 22040.8611; 2036: 19098.0324; 2037: 16155.2036; 2038: 17217.9697; 2039: 18280.7358; 2040: 19343.502; 2041: 20406.2681; 2042: 21469.0342; 2043: 21325.6379; 2044: 21182.2417; 2045: 21038.8454; 2046: 20895.4491; 2047: 20752.0529
|  | 11 | Incurred Energy Charges | 2028: 0; 2029: 0; 2030: 0; 2031: 0; 2032: 0; 2033: 0; 2034: 0; 2035: 0; 2036: 0; 2037: 0; 2038: 0; 2039: 0; 2040: 0; 2041: 0; 2042: 0; 2043: 0; 2044: 0; 2045: 0; 2046: 0; 2047: 0
|  | 11 | As Used Demand Charges | 2028: -46506.8394; 2029: -55487.4186; 2030: -45171.9357; 2031: -50381.1176; 2032: -58104.388; 2033: -62996.7489; 2034: -67889.1099; 2035: -72781.4708; 2036: -77673.8317; 2037: -82566.1927; 2038: -86095.72; 2039: -89625.2474; 2040: -93154.7747; 2041: -96684.302; 2042: -100213.8294; 2043: -100577.8633; 2044: -100941.8973; 2045: -101305.9312; 2046: -101669.9652; 2047: -102033.9991
|  | 11 | Contract Demand Charges Fixed | 2028: 0; 2029: 0; 2030: 0; 2031: 0; 2032: 0; 2033: 0; 2034: 0; 2035: 0; 2036: 0; 2037: 0; 2038: 0; 2039: 0; 2040: 0; 2041: 0; 2042: 0; 2043: 0; 2044: 0; 2045: 0; 2046: 0; 2047: 0
|  | 11 | Customer Charges/ Fixed Charges | 2028: -404.1723; 2029: -420.3392; 2030: -437.1527; 2031: -454.6389; 2032: -472.8244; 2033: -491.7374; 2034: -511.4069; 2035: -531.8632; 2036: -553.1377; 2037: -575.2632; 2038: -598.2737; 2039: -622.2047; 2040: -647.0929; 2041: -672.9766; 2042: -699.8956; 2043: -727.8915; 2044: -757.0071; 2045: -787.2874; 2046: -818.7789; 2047: -851.5301
|  | 11 | Energy Savings | 2028: 0; 2029: 0; 2030: 0; 2031: 0; 2032: 0; 2033: 0; 2034: 0; 2035: 0; 2036: 0; 2037: 0; 2038: 0; 2039: 0; 2040: 0; 2041: 0; 2042: 0; 2043: 0; 2044: 0; 2045: 0; 2046: 0; 2047: 0
|  | 11 | Demand Savings | 2028: 0; 2029: 0; 2030: 0; 2031: 0; 2032: 0; 2033: 0; 2034: 0; 2035: 0; 2036: 0; 2037: 0; 2038: 0; 2039: 0; 2040: 0; 2041: 0; 2042: 0; 2043: 0; 2044: 0; 2045: 0; 2046: 0; 2047: 0
|  | 11 | Energy Generation - Export | 2028: 0; 2029: 0; 2030: 0; 2031: 0; 2032: 0; 2033: 0; 2034: 0; 2035: 0; 2036: 0; 2037: 0; 2038: 0; 2039: 0; 2040: 0; 2041: 0; 2042: 0; 2043: 0; 2044: 0; 2045: 0; 2046: 0; 2047: 0
|  | 11 | Generation Capacity | 2028: 0; 2029: 0; 2030: 0; 2031: 0; 2032: 0; 2033: 0; 2034: 0; 2035: 0; 2036: 0; 2037: 0; 2038: 0; 2039: 0; 2040: 0; 2041: 0; 2042: 0; 2043: 0; 2044: 0; 2045: 0; 2046: 0; 2047: 0
|  | 11 | Transmission Capacity | 2028: 151964.2828; 2029: 147057.8558; 2030: 120744.2898; 2031: 122399.8241; 2032: 122366.6211; 2033: 122400.4627; 2034: 122434.3043; 2035: 122468.146; 2036: 122501.9876; 2037: 122535.8292; 2038: 124669.6385; 2039: 126803.4478; 2040: 128937.2571; 2041: 131071.0664; 2042: 133204.8757; 2043: 136394.9195; 2044: 139584.9633; 2045: 142775.0072; 2046: 145965.051; 2047: 149155.0949
|  | 11 | Distribution Capacity | 2028: 38009.1582; 2029: 39156.6416; 2030: 31519.8948; 2031: 31722.3012; 2032: 32694.6631; 2033: 32658.8597; 2034: 32623.0564; 2035: 32587.253; 2036: 32551.4496; 2037: 32515.6463; 2038: 32810.0927; 2039: 33104.539; 2040: 33398.9854; 2041: 33693.4318; 2042: 33987.8782; 2043: 34490.4433; 2044: 34993.0084; 2045: 35495.5735; 2046: 35998.1386; 2047: 36500.7037
|  | 11 | GHG Impacts | 2028: 322089.3978; 2029: 364916.6766; 2030: 141115.7589; 2031: 170771.3166; 2032: 209722.2579; 2033: 236813.345; 2034: 263904.432; 2035: 290995.519; 2036: 318086.6061; 2037: 345177.6931; 2038: 373805.1935; 2039: 402432.694; 2040: 431060.1944; 2041: 459687.6948; 2042: 488315.1952; 2043: 525911.0553; 2044: 563506.9153; 2045: 601102.7754; 2046: 638698.6355; 2047: 676294.4955
|  | 11 | Market Price Effects - Wholesale Energy | 2028: 15578.3814; 2029: 27251.9821; 2030: 57165.7447; 2031: 58982.4399; 2032: 83205.802; 2033: 76241.4311; 2034: 69277.0602; 2035: 62312.6893; 2036: 55348.3184; 2037: 48383.9475; 2038: 59826.3594; 2039: 71268.7712; 2040: 82711.183; 2041: 94153.5949; 2042: 105596.0067; 2043: 111857.6512; 2044: 118119.2957; 2045: 124380.9402; 2046: 130642.5847; 2047: 136904.2292
|  | 11 | Market Price Effects - Wholesale Capacity | 2028: 0; 2029: 0; 2030: 0; 2031: 0; 2032: 0; 2033: 0; 2034: 0; 2035: 0; 2036: 0; 2037: 0; 2038: 0; 2039: 0; 2040: 0; 2041: 0; 2042: 0; 2043: 0; 2044: 0; 2045: 0; 2046: 0; 2047: 0
|  | 11 | Avoided Cost of Participant Backup Generator
|  | 11 | Full Eq DoD Cycle | 2028: 365; 2029: 365; 2030: 365; 2031: 365; 2032: 365; 2033: 365; 2034: 365; 2035: 365; 2036: 365; 2037: 365; 2038: 365; 2039: 365; 2040: 365; 2041: 365; 2042: 365; 2043: 365; 2044: 365; 2045: 365; 2046: 365; 2047: 365
|  | 11 | Export MWh
|  | 11 | Charge MWh
|  | 11 | Total ESS Charge MWh | 2028: 4294.1176; 2029: 4294.1176; 2030: 4294.1176; 2031: 4294.1176; 2032: 4294.1176; 2033: 4294.1176; 2034: 4294.1176; 2035: 4294.1176; 2036: 4294.1176; 2037: 4294.1176; 2038: 4294.1176; 2039: 4294.1176; 2040: 4294.1176; 2041: 4294.1176; 2042: 4294.1176; 2043: 4294.1176; 2044: 4294.1176; 2045: 4294.1176; 2046: 4294.1176; 2047: 4294.1176
|  | 11 | Avg Generation Capacity | 2028: 0; 2029: 0; 2030: 0.017112; 2031: 0.0005; 2032: 0; 2033: 0.0004; 2034: 0.0008; 2035: 0.0012; 2036: 0.0016; 2037: 0.002; 2038: 0.0016; 2039: 0.0012; 2040: 0.0008; 2041: 0.00033333; 2042: 0; 2043: 0; 2044: 0; 2045: 0; 2046: 0; 2047: 0
|  | 11 | Avg Transmission Capacity | 2028: 0; 2029: 0; 2030: 0.017112; 2031: 0.0005; 2032: 0; 2033: 0.0004; 2034: 0.0008; 2035: 0.0012; 2036: 0.0016; 2037: 0.002; 2038: 0.0016; 2039: 0.0012; 2040: 0.0008; 2041: 0.00033333; 2042: 0; 2043: 0; 2044: 0; 2045: 0; 2046: 0; 2047: 0
|  | 11 | Avg Distribution Capacity | 2028: 0; 2029: 0; 2030: 0.026916; 2031: 0.0505; 2032: 0; 2033: 0.0104; 2034: 0.0208; 2035: 0.0312; 2036: 0.0416; 2037: 0.052; 2038: 0.042425; 2039: 0.03285; 2040: 0.023275; 2041: 0.011417; 2042: 0.0034379; 2043: 0.011544; 2044: 0.019651; 2045: 0.027757; 2046: 0.035864; 2047: 0.04397
|  | 11 | GHG Impacts | 2028: 4291.4839; 2029: 4272.265; 2030: 4227.87; 2031: 4085.3477; 2032: 3784.2825; 2033: 3474.1298; 2034: 3163.9771; 2035: 2853.8245; 2036: 2543.6718; 2037: 2233.5191; 2038: 2058.7946; 2039: 1884.0701; 2040: 1709.3456; 2041: 1534.6211; 2042: 1359.8967; 2043: 1226.5506; 2044: 1093.2045; 2045: 959.8583; 2046: 826.5122; 2047: 693.1661
|  | 11 | Market Price Effects - Wholesale Energy | 2028: 4294.1176; 2029: 4294.1176; 2030: 4294.1176; 2031: 4294.1176; 2032: 4294.1176; 2033: 4294.1176; 2034: 4294.1176; 2035: 4294.1176; 2036: 4294.1176; 2037: 4294.1176; 2038: 4294.1176; 2039: 4294.1176; 2040: 4294.1176; 2041: 4294.1176; 2042: 4294.1176; 2043: 4294.1176; 2044: 4294.1176; 2045: 4294.1176; 2046: 4294.1176; 2047: 4294.1176
|  | 11 | Market Price Effects - Wholesale Capacity | 2028: 0; 2029: 0; 2030: 0; 2031: 0; 2032: 0; 2033: 0; 2034: 0; 2035: 0; 2036: 0; 2037: 0; 2038: 0; 2039: 0; 2040: 0; 2041: 0; 2042: 0; 2043: 0; 2044: 0; 2045: 0; 2046: 0; 2047: 0
|  | 11 | Disharge MWh
|  | 11 | Total ESS DCharge MWh | 2028: 3650; 2029: 3650; 2030: 3650; 2031: 3650; 2032: 3650; 2033: 3650; 2034: 3650; 2035: 3650; 2036: 3650; 2037: 3650; 2038: 3650; 2039: 3650; 2040: 3650; 2041: 3650; 2042: 3650; 2043: 3650; 2044: 3650; 2045: 3650; 2046: 3650; 2047: 3650
|  | 11 | Avg Generation Capacity | 2028: 2.4775; 2029: 2.3976; 2030: 1.9857; 2031: 1.996; 2032: 1.995; 2033: 1.996; 2034: 1.9969; 2035: 1.9979; 2036: 1.9988; 2037: 1.9998; 2038: 1.9997; 2039: 1.9996; 2040: 1.9995; 2041: 1.6662; 2042: 1.6661; 2043: 1.6604; 2044: 1.6547; 2045: 1.6491; 2046: 1.6434; 2047: 1.6377
|  | 11 | Avg Transmission Capacity | 2028: 2.4775; 2029: 2.3976; 2030: 1.9857; 2031: 1.996; 2032: 1.995; 2033: 1.996; 2034: 1.9969; 2035: 1.9979; 2036: 1.9988; 2037: 1.9998; 2038: 1.9997; 2039: 1.9996; 2040: 1.9995; 2041: 1.6662; 2042: 1.6661; 2043: 1.6604; 2044: 1.6547; 2045: 1.6491; 2046: 1.6434; 2047: 1.6377
|  | 11 | Avg Distribution Capacity | 2028: 2.3017; 2029: 2.3712; 2030: 1.9356; 2031: 1.9715; 2032: 1.9798; 2033: 1.9881; 2034: 1.9963; 2035: 2.0045; 2036: 2.0128; 2037: 2.021; 2038: 1.9966; 2039: 1.9722; 2040: 1.9477; 2041: 1.6028; 2042: 1.5824; 2043: 1.5724; 2044: 1.5625; 2045: 1.5525; 2046: 1.5425; 2047: 1.5325
|  | 11 | GHG Impacts | 2028: 3650; 2029: 3650; 2030: 3650; 2031: 3650; 2032: 3649.6909; 2033: 3649.4826; 2034: 3649.2743; 2035: 3649.066; 2036: 3648.8577; 2037: 3648.6494; 2038: 3645.3521; 2039: 3642.0548; 2040: 3638.7576; 2041: 3635.4603; 2042: 3632.1631; 2043: 3620.551; 2044: 3608.9388; 2045: 3597.3267; 2046: 3585.7146; 2047: 3574.1025
|  | 11 | Market Price Effects - Wholesale Energy | 2028: 3650; 2029: 3650; 2030: 3650; 2031: 3650; 2032: 3650; 2033: 3650; 2034: 3650; 2035: 3650; 2036: 3650; 2037: 3650; 2038: 3650; 2039: 3650; 2040: 3650; 2041: 3650; 2042: 3650; 2043: 3650; 2044: 3650; 2045: 3650; 2046: 3650; 2047: 3650
|  | 11 | Market Price Effects - Wholesale Capacity | 2028: 0; 2029: 0; 2030: 0; 2031: 0; 2032: 0; 2033: 0; 2034: 0; 2035: 0; 2036: 0; 2037: 0; 2038: 0; 2039: 0; 2040: 0; 2041: 0; 2042: 0; 2043: 0; 2044: 0; 2045: 0; 2046: 0; 2047: 0
11
|  | 12 | Case 12¦FTM - Market Participant (5 MW / 20 MWh)
|  | 12 |  | 2025 | 2026 | 2027 | 2028 | 2029 | 2030 | 2031 | 2032 | 2033 | 2034 | 2035 | 2036 | 2037 | 2038 | 2039 | 2040 | 2041 | 2042 | 2043 | 2044 | 2045 | 2046 | 2047 | 2048 | 2049 | 2050 | 2051 | 2052 | 2053 | 2054 | 2055 | 2056 | 2057 | 2058 | 2059 | 2060
|  | 12 | Capacity - PJM Market | 2028: 346059.3744; 2029: 385531.3449; 2030: 421844.1948; 2031: 359216.951; 2032: 299746.5264; 2033: 289197.165; 2034: 284519.6663; 2035: 284514.58; 2036: 286340.6714; 2037: 284517.5548; 2038: 281546.2631; 2039: 277638.8706; 2040: 272512.5296; 2041: 267978.6456; 2042: 262527.7063; 2043: 256738.9195; 2044: 250783.8861; 2045: 244463.2942; 2046: 236770.2659; 2047: 228967.858
|  | 12 | Energy Arbitrage - PJM Market | 2028: 250265.7896; 2029: 309325.5871; 2030: 340280.0024; 2031: 342998.4032; 2032: 374997.7655; 2033: 394873.2198; 2034: 414748.6741; 2035: 434624.1283; 2036: 454499.5826; 2037: 474375.0369; 2038: 539261.7556; 2039: 604148.4743; 2040: 669035.193; 2041: 733921.9117; 2042: 798808.6304; 2043: 839633.9431; 2044: 880459.2559; 2045: 921284.5686; 2046: 962109.8813; 2047: 1002935.1941
|  | 12 | Spin- PJM Market | 2028: 47998.9373; 2029: 45435.3749; 2030: 48292.137; 2031: 44590.7898; 2032: 41590.7666; 2033: 42181.2255; 2034: 42771.6844; 2035: 43362.1433; 2036: 43952.6022; 2037: 44543.0612; 2038: 46347.096; 2039: 48151.1309; 2040: 49955.1657; 2041: 51759.2006; 2042: 53563.2354; 2043: 55466.5375; 2044: 57369.8396; 2045: 59273.1417; 2046: 61176.4439; 2047: 63079.746
|  | 12 | Non-Spin - PJM Market | 2028: 0; 2029: 0; 2030: 0; 2031: 0; 2032: 0; 2033: 0; 2034: 0; 2035: 0; 2036: 0; 2037: 0; 2038: 0; 2039: 0; 2040: 0; 2041: 0; 2042: 0; 2043: 0; 2044: 0; 2045: 0; 2046: 0; 2047: 0
|  | 12 | Regulation - PJM Market | 2028: 385274.946; 2029: 187469.8102; 2030: 89425.8439; 2031: 55101.2135; 2032: 35864.6759; 2033: 31984.0328; 2034: 28103.3897; 2035: 24222.7467; 2036: 20342.1036; 2037: 16461.4606; 2038: 17654.9799; 2039: 18848.4993; 2040: 20042.0187; 2041: 21235.5381; 2042: 22429.0575; 2043: 22290.896; 2044: 22152.7346; 2045: 22014.5731; 2046: 21876.4117; 2047: 21738.2503
|  | 12 | Incurred Energy Charges | 2028: 0; 2029: 0; 2030: 0; 2031: 0; 2032: 0; 2033: 0; 2034: 0; 2035: 0; 2036: 0; 2037: 0; 2038: 0; 2039: 0; 2040: 0; 2041: 0; 2042: 0; 2043: 0; 2044: 0; 2045: 0; 2046: 0; 2047: 0
|  | 12 | As Used Demand Charges | 2028: -68072.9348; 2029: -69170.56; 2030: -66922.0131; 2031: -69376.3892; 2032: -73902.1899; 2033: -80814.6527; 2034: -87727.1155; 2035: -94639.5784; 2036: -101552.0412; 2037: -108464.5041; 2038: -123718.9392; 2039: -138973.3743; 2040: -154227.8094; 2041: -169482.2445; 2042: -184736.6796; 2043: -183352.337; 2044: -181967.9943; 2045: -180583.6517; 2046: -179199.3091; 2047: -177814.9664
|  | 12 | Contract Demand Charges Fixed | 2028: 0; 2029: 0; 2030: 0; 2031: 0; 2032: 0; 2033: 0; 2034: 0; 2035: 0; 2036: 0; 2037: 0; 2038: 0; 2039: 0; 2040: 0; 2041: 0; 2042: 0; 2043: 0; 2044: 0; 2045: 0; 2046: 0; 2047: 0
|  | 12 | Customer Charges/ Fixed Charges | 2028: -404.1723; 2029: -420.3392; 2030: -437.1527; 2031: -454.6389; 2032: -472.8244; 2033: -491.7374; 2034: -511.4069; 2035: -531.8632; 2036: -553.1377; 2037: -575.2632; 2038: -598.2737; 2039: -622.2047; 2040: -647.0929; 2041: -672.9766; 2042: -699.8956; 2043: -727.8915; 2044: -757.0071; 2045: -787.2874; 2046: -818.7789; 2047: -851.5301
|  | 12 | Energy Savings | 2028: 0; 2029: 0; 2030: 0; 2031: 0; 2032: 0; 2033: 0; 2034: 0; 2035: 0; 2036: 0; 2037: 0; 2038: 0; 2039: 0; 2040: 0; 2041: 0; 2042: 0; 2043: 0; 2044: 0; 2045: 0; 2046: 0; 2047: 0
|  | 12 | Demand Savings | 2028: 0; 2029: 0; 2030: 0; 2031: 0; 2032: 0; 2033: 0; 2034: 0; 2035: 0; 2036: 0; 2037: 0; 2038: 0; 2039: 0; 2040: 0; 2041: 0; 2042: 0; 2043: 0; 2044: 0; 2045: 0; 2046: 0; 2047: 0
|  | 12 | Energy Generation - Export | 2028: 0; 2029: 0; 2030: 0; 2031: 0; 2032: 0; 2033: 0; 2034: 0; 2035: 0; 2036: 0; 2037: 0; 2038: 0; 2039: 0; 2040: 0; 2041: 0; 2042: 0; 2043: 0; 2044: 0; 2045: 0; 2046: 0; 2047: 0
|  | 12 | Generation Capacity | 2028: 0; 2029: 0; 2030: 0; 2031: 0; 2032: 0; 2033: 0; 2034: 0; 2035: 0; 2036: 0; 2037: 0; 2038: 0; 2039: 0; 2040: 0; 2041: 0; 2042: 0; 2043: 0; 2044: 0; 2045: 0; 2046: 0; 2047: 0
|  | 12 | Transmission Capacity | 2028: 299429.5062; 2029: 296452.6248; 2030: 243602.4026; 2031: 243547.9404; 2032: 240824.229; 2033: 241384.2675; 2034: 241944.3059; 2035: 242504.3444; 2036: 243064.3829; 2037: 243624.4214; 2038: 247182.3445; 2039: 250740.2676; 2040: 254298.1907; 2041: 257856.1138; 2042: 261414.0369; 2043: 265535.6195; 2044: 269657.2022; 2045: 273778.7848; 2046: 277900.3674; 2047: 282021.9501
|  | 12 | Distribution Capacity | 2028: 67122.7245; 2029: 70500.1953; 2030: 63772.5946; 2031: 63588.8346; 2032: 63125.3077; 2033: 63197.2464; 2034: 63269.1852; 2035: 63341.124; 2036: 63413.0628; 2037: 63485.0016; 2038: 64404.1352; 2039: 65323.2688; 2040: 66242.4025; 2041: 67161.5361; 2042: 68080.6697; 2043: 68797.5476; 2044: 69514.4255; 2045: 70231.3035; 2046: 70948.1814; 2047: 71665.0593
|  | 12 | GHG Impacts | 2028: 521361.6543; 2029: 430902.2192; 2030: 148752.4499; 2031: 183576.8656; 2032: 229174.5688; 2033: 276464.4143; 2034: 323754.2598; 2035: 371044.1052; 2036: 418333.9507; 2037: 465623.7961; 2038: 537256.0021; 2039: 608888.208; 2040: 680520.414; 2041: 752152.6199; 2042: 823784.8258; 2043: 893317.0366; 2044: 962849.2474; 2045: 1032381.4582; 2046: 1101913.6691; 2047: 1171445.8799
|  | 12 | Market Price Effects - Wholesale Energy | 2028: 29632.3177; 2029: 66383.5386; 2030: 105497.82; 2031: 102576.9437; 2032: 146330.4247; 2033: 133821.9594; 2034: 121313.4941; 2035: 108805.0288; 2036: 96296.5636; 2037: 83788.0983; 2038: 101873.8737; 2039: 119959.6491; 2040: 138045.4245; 2041: 156131.1999; 2042: 174216.9753; 2043: 185627.5295; 2044: 197038.0838; 2045: 208448.638; 2046: 219859.1922; 2047: 231269.7465
|  | 12 | Market Price Effects - Wholesale Capacity | 2028: 0; 2029: 0; 2030: 0; 2031: 0; 2032: 0; 2033: 0; 2034: 0; 2035: 0; 2036: 0; 2037: 0; 2038: 0; 2039: 0; 2040: 0; 2041: 0; 2042: 0; 2043: 0; 2044: 0; 2045: 0; 2046: 0; 2047: 0
|  | 12 | Avoided Cost of Participant Backup Generator
|  | 12 | Full Eq DoD Cycle | 2028: 365; 2029: 365; 2030: 365; 2031: 365; 2032: 365; 2033: 365; 2034: 365; 2035: 365; 2036: 365; 2037: 365; 2038: 365; 2039: 365; 2040: 365; 2041: 365; 2042: 365; 2043: 365; 2044: 365; 2045: 365; 2046: 365; 2047: 365
|  | 12 | Export MWh
|  | 12 | Charge MWh
|  | 12 | Total ESS Charge MWh | 2028: 8588.2353; 2029: 8588.2353; 2030: 8588.2353; 2031: 8588.2353; 2032: 8588.2353; 2033: 8588.2353; 2034: 8588.2353; 2035: 8588.2353; 2036: 8588.2353; 2037: 8588.2353; 2038: 8588.2353; 2039: 8588.2353; 2040: 8588.2353; 2041: 8588.2353; 2042: 8588.2353; 2043: 8588.2353; 2044: 8588.2353; 2045: 8588.2353; 2046: 8588.2353; 2047: 8588.2353
|  | 12 | Avg Generation Capacity | 2028: 0; 2029: 0; 2030: 0; 2031: 0; 2032: 0; 2033: 0; 2034: 0; 2035: 0; 2036: 0; 2037: 0; 2038: 0.0017781; 2039: 0.0035562; 2040: 0.0053344; 2041: 0.0059271; 2042: 0.0074088; 2043: 0.0059271; 2044: 0.0044453; 2045: 0.0029635; 2046: 0.0014818; 2047: 0
|  | 12 | Avg Transmission Capacity | 2028: 0; 2029: 0; 2030: 0; 2031: 0; 2032: 0; 2033: 0; 2034: 0; 2035: 0; 2036: 0; 2037: 0; 2038: 0.0017781; 2039: 0.0035562; 2040: 0.0053344; 2041: 0.0059271; 2042: 0.0074088; 2043: 0.0059271; 2044: 0.0044453; 2045: 0.0029635; 2046: 0.0014818; 2047: 0
|  | 12 | Avg Distribution Capacity |  |  |  | 0.03125 | 0 | 0.0044118 | 0.05 | 0 | 0.01 | 0.02 | 0.03 | 0.04 | 0.05 | 0.050342 | 0.050684 | 0.051027 | 0.042807 | 0.043093 | 0.043336 | 0.043579 | 0.043822 | 0.044066 | 0.044309
|  | 12 | GHG Impacts |  |  |  | 8583.4457 | 8551.5943 | 8492.2353 | 8324.1363 | 7966.079 | 7477.9355 | 6989.7921 | 6501.6486 | 6013.5051 | 5525.3616 | 5102.8082 | 4680.2547 | 4257.7013 | 3835.1478 | 3412.5944 | 3123.3199 | 2834.0453 | 2544.7708 | 2255.4962 | 1966.2217
|  | 12 | Market Price Effects - Wholesale Energy |  |  |  | 8588.2353 | 8588.2353 | 8588.2353 | 8588.2353 | 8588.2353 | 8588.2353 | 8588.2353 | 8588.2353 | 8588.2353 | 8588.2353 | 8588.2353 | 8588.2353 | 8588.2353 | 8588.2353 | 8588.2353 | 8588.2353 | 8588.2353 | 8588.2353 | 8588.2353 | 8588.2353
|  | 12 | Market Price Effects - Wholesale Capacity |  |  |  | 0 | 0 | 0 | 0 | 0 | 0 | 0 | 0 | 0 | 0 | 0 | 0 | 0 | 0 | 0 | 0 | 0 | 0 | 0 | 0
|  | 12 | Disharge MWh
|  | 12 | Total ESS DCharge MWh |  |  |  | 7300 | 7300 | 7300 | 7300 | 7300 | 7300 | 7300 | 7300 | 7300 | 7300 | 7300 | 7300 | 7300 | 7300 | 7300 | 7300 | 7300 | 7300 | 7300 | 7300
|  | 12 | Avg Generation Capacity |  |  |  | 4.8817 | 4.8332 | 3.9716 | 3.9707 | 3.9263 | 3.9354 | 3.9445 | 3.9537 | 3.9628 | 3.9719 | 3.964 | 3.9562 | 3.9483 | 3.2837 | 3.2771 | 3.241 | 3.2049 | 3.1688 | 3.1327 | 3.0965
|  | 12 | Avg Transmission Capacity |  |  |  | 4.8817 | 4.8332 | 3.9716 | 3.9707 | 3.9263 | 3.9354 | 3.9445 | 3.9537 | 3.9628 | 3.9719 | 3.964 | 3.9562 | 3.9483 | 3.2837 | 3.2771 | 3.241 | 3.2049 | 3.1688 | 3.1327 | 3.0965
|  | 12 | Avg Distribution Capacity |  |  |  | 4.0959 | 4.2692 | 3.8662 | 3.9007 | 3.8226 | 3.837 | 3.8513 | 3.8657 | 3.88 | 3.8944 | 3.8849 | 3.8755 | 3.866 | 3.2138 | 3.2059 | 3.1581 | 3.1103 | 3.0626 | 3.0148 | 2.967
|  | 12 | GHG Impacts |  |  |  | 7300 | 7300 | 7300 | 7299.7287 | 7299.4698 | 7298.141 | 7296.8121 | 7295.4833 | 7294.1545 | 7292.8256 | 7277.5 | 7262.1744 | 7246.8488 | 7231.5232 | 7216.1976 | 7184.5209 | 7152.8442 | 7121.1674 | 7089.4907 | 7057.814
|  | 12 | Market Price Effects - Wholesale Energy |  |  |  | 7300 | 7300 | 7300 | 7300 | 7300 | 7300 | 7300 | 7300 | 7300 | 7300 | 7300 | 7300 | 7300 | 7300 | 7300 | 7300 | 7300 | 7300 | 7300 | 7300
|  | 12 | Market Price Effects - Wholesale Capacity |  |  |  | 0 | 0 | 0 | 0 | 0 | 0 | 0 | 0 | 0 | 0 | 0 | 0 | 0 | 0 | 0 | 0 | 0 | 0 | 0 | 0
12
|  | 13 | Case 13¦FTM - Load Reducer (2 MW / 4 MWh)
|  | 13 |  | 2025 | 2026 | 2027 | 2028 | 2029 | 2030 | 2031 | 2032 | 2033 | 2034 | 2035 | 2036 | 2037 | 2038 | 2039 | 2040 | 2041 | 2042 | 2043 | 2044 | 2045 | 2046 | 2047 | 2048 | 2049 | 2050 | 2051 | 2052 | 2053 | 2054 | 2055 | 2056 | 2057 | 2058 | 2059 | 2060
|  | 13 | Capacity - PJM Market
|  | 13 | Energy Arbitrage - PJM Market | 2028: 0; 2029: 0; 2030: 0; 2031: 0; 2032: 0; 2033: 0; 2034: 0; 2035: 0; 2036: 0; 2037: 0; 2038: 0; 2039: 0; 2040: 0; 2041: 0; 2042: 0; 2043: 0; 2044: 0; 2045: 0; 2046: 0; 2047: 0
|  | 13 | Spin- PJM Market | 2028: 22952.1154; 2029: 21195.3214; 2030: 22156.9073; 2031: 20580.7895; 2032: 19257.8044; 2033: 19709.6328; 2034: 20161.4613; 2035: 20613.2897; 2036: 21065.1181; 2037: 21516.9465; 2038: 22560.3451; 2039: 23603.7437; 2040: 24647.1423; 2041: 25690.5409; 2042: 26733.9395; 2043: 27783.6094; 2044: 28833.2793; 2045: 29882.9492; 2046: 30932.6191; 2047: 31982.2891
|  | 13 | Non-Spin - PJM Market
|  | 13 | Regulation - PJM Market | 2028: 133645.0864; 2029: 64099.2524; 2030: 32828.1432; 2031: 19895.6527; 2032: 13023.649; 2033: 11883.4299; 2034: 10743.2109; 2035: 9602.9918; 2036: 8462.7727; 2037: 7322.5536; 2038: 7846.4141; 2039: 8370.2747; 2040: 8894.1352; 2041: 9417.9957; 2042: 9941.8562; 2043: 9917.2909; 2044: 9892.7256; 2045: 9868.1603; 2046: 9843.5949; 2047: 9819.0296
|  | 13 | Incurred Energy Charges | 2028: -57223.1404; 2029: -66756.0785; 2030: -66704.2118; 2031: -72063.5401; 2032: -73256.4334; 2033: -75052.5098; 2034: -76848.5862; 2035: -78644.6626; 2036: -80440.739; 2037: -82236.8154; 2038: -80485.1471; 2039: -78733.4787; 2040: -76981.8104; 2041: -75230.1421; 2042: -73478.4738; 2043: -75136.6206; 2044: -76794.7675; 2045: -78452.9144; 2046: -80111.0613; 2047: -81769.2082
|  | 13 | As Used Demand Charges | 2028: -18810.9939; 2029: -21704.3716; 2030: -17910.0013; 2031: -19772.8649; 2032: -22686.0749; 2033: -24589.7053; 2034: -26493.3357; 2035: -28396.966; 2036: -30300.5964; 2037: -32204.2268; 2038: -33793.5194; 2039: -35382.812; 2040: -36972.1046; 2041: -38561.3971; 2042: -40150.6897; 2043: -40340.4928; 2044: -40530.2959; 2045: -40720.099; 2046: -40909.9022; 2047: -41099.7053
|  | 13 | Contract Demand Charges Fixed | 2028: 0; 2029: 0; 2030: 0; 2031: 0; 2032: 0; 2033: 0; 2034: 0; 2035: 0; 2036: 0; 2037: 0; 2038: 0; 2039: 0; 2040: 0; 2041: 0; 2042: 0; 2043: 0; 2044: 0; 2045: 0; 2046: 0; 2047: 0
|  | 13 | Customer Charges/ Fixed Charges | 2028: -404.1723; 2029: -420.3392; 2030: -437.1527; 2031: -454.6389; 2032: -472.8244; 2033: -491.7374; 2034: -511.4069; 2035: -531.8632; 2036: -553.1377; 2037: -575.2632; 2038: -598.2737; 2039: -622.2047; 2040: -647.0929; 2041: -672.9766; 2042: -699.8956; 2043: -727.8915; 2044: -757.0071; 2045: -787.2874; 2046: -818.7789; 2047: -851.5301
|  | 13 | Energy Savings
|  | 13 | Demand Savings
|  | 13 | Energy Generation - Export | 2028: 97163.3223; 2029: 108364.73; 2030: 114082.8359; 2031: 117898.3808; 2032: 127174.9232; 2033: 133265.4713; 2034: 139356.0195; 2035: 145446.5676; 2036: 151537.1157; 2037: 157627.6638; 2038: 172493.9616; 2039: 187360.2593; 2040: 202226.5571; 2041: 217092.8548; 2042: 231959.1526; 2043: 241189.1687; 2044: 250419.1849; 2045: 259649.2011; 2046: 268879.2173; 2047: 278109.2335
|  | 13 | Generation Capacity | 2028: 179688.9518; 2029: 179804.0376; 2030: 143838.6891; 2031: 143752.3438; 2032: 143674.3251; 2033: 143697.2056; 2034: 143720.0861; 2035: 143742.9666; 2036: 143765.8471; 2037: 143788.7276; 2038: 148529.5385; 2039: 153270.3494; 2040: 158011.1603; 2041: 162751.9712; 2042: 167492.7821; 2043: 172143.582; 2044: 176794.382; 2045: 181445.1819; 2046: 186095.9818; 2047: 190746.7818
|  | 13 | Transmission Capacity | 2028: 61234.6662; 2029: 61273.8853; 2030: 49017.5607; 2031: 48988.1359; 2032: 48961.5485; 2033: 48969.3458; 2034: 48977.143; 2035: 48984.9403; 2036: 48992.7375; 2037: 49000.5348; 2038: 49854.358; 2039: 50708.1812; 2040: 51562.0044; 2041: 52415.8277; 2042: 53269.6509; 2043: 54748.7981; 2044: 56227.9454; 2045: 57707.0926; 2046: 59186.2399; 2047: 60665.3871
|  | 13 | Distribution Capacity | 2028: 15662.2749; 2029: 16045.2217; 2030: 13104.2602; 2031: 13011.9322; 2032: 13181.4321; 2033: 13182.725; 2034: 13184.018; 2035: 13185.311; 2036: 13186.6039; 2037: 13187.8969; 2038: 13339.065; 2039: 13490.233; 2040: 13641.4011; 2041: 13792.5692; 2042: 13943.7372; 2043: 14090.3087; 2044: 14236.8801; 2045: 14383.4515; 2046: 14530.0229; 2047: 14676.5944
|  | 13 | GHG Impacts | 2028: 125579.1007; 2029: 142695.1706; 2030: 56612.2086; 2031: 69061.1355; 2032: 85271.1565; 2033: 96128.2206; 2034: 106985.2847; 2035: 117842.3488; 2036: 128699.4128; 2037: 139556.4769; 2038: 150882.0481; 2039: 162207.6193; 2040: 173533.1904; 2041: 184858.7616; 2042: 196184.3328; 2043: 212043.1143; 2044: 227901.8958; 2045: 243760.6772; 2046: 259619.4587; 2047: 275478.2402
|  | 13 | Market Price Effects - Wholesale Energy | 2028: 5930.3595; 2029: 10836.9856; 2030: 23208.2233; 2031: 24290.0171; 2032: 34241.5856; 2033: 31450.4302; 2034: 28659.2747; 2035: 25868.1193; 2036: 23076.9639; 2037: 20285.8084; 2038: 24996.7165; 2039: 29707.6245; 2040: 34418.5326; 2041: 39129.4407; 2042: 43840.3488; 2043: 46210.1081; 2044: 48579.8674; 2045: 50949.6267; 2046: 53319.3861; 2047: 55689.1454
|  | 13 | Market Price Effects - Wholesale Capacity | 2028: 0; 2029: 0; 2030: 0; 2031: 0; 2032: 0; 2033: 0; 2034: 0; 2035: 0; 2036: 0; 2037: 0; 2038: 0; 2039: 0; 2040: 0; 2041: 0; 2042: 0; 2043: 0; 2044: 0; 2045: 0; 2046: 0; 2047: 0
|  | 13 | Avoided Cost of Participant Backup Generator | 2028: 0; 2029: 0; 2030: 0; 2031: 0; 2032: 0; 2033: 0; 2034: 0; 2035: 0; 2036: 0; 2037: 0; 2038: 0; 2039: 0; 2040: 0; 2041: 0; 2042: 0; 2043: 0; 2044: 0; 2045: 0; 2046: 0; 2047: 0
|  | 13 | Full Eq DoD Cycle | 2028: 365; 2029: 365; 2030: 365; 2031: 365; 2032: 365; 2033: 365; 2034: 365; 2035: 365; 2036: 365; 2037: 365; 2038: 365; 2039: 365; 2040: 365; 2041: 365; 2042: 365; 2043: 365; 2044: 365; 2045: 365; 2046: 365; 2047: 365
|  | 13 | Export MWh
|  | 13 | Charge MWh
|  | 13 | Total ESS Charge MWh | 2028: 1717.6471; 2029: 1717.6471; 2030: 1717.6471; 2031: 1717.6471; 2032: 1717.6471; 2033: 1717.6471; 2034: 1717.6471; 2035: 1717.6471; 2036: 1717.6471; 2037: 1717.6471; 2038: 1717.647; 2039: 1717.647; 2040: 1717.647; 2041: 1717.6469; 2042: 1717.6469; 2043: 1717.6469; 2044: 1717.647; 2045: 1717.647; 2046: 1717.647; 2047: 1717.647
|  | 13 | Avg Generation Capacity | 2028: 0; 2029: 0.000625; 2030: 0; 2031: 0; 2032: 0; 2033: 0; 2034: 0; 2035: 0; 2036: 0; 2037: 0; 2038: 0; 2039: 0; 2040: 0; 2041: 0; 2042: 0; 2043: 0; 2044: 0; 2045: 0; 2046: 0; 2047: 0
|  | 13 | Avg Transmission Capacity | 2028: 0; 2029: 0.000625; 2030: 0; 2031: 0; 2032: 0; 2033: 0; 2034: 0; 2035: 0; 2036: 0; 2037: 0; 2038: 0; 2039: 0; 2040: 0; 2041: 0; 2042: 0; 2043: 0; 2044: 0; 2045: 0; 2046: 0; 2047: 0
|  | 13 | Avg Distribution Capacity | 2028: 0; 2029: 0; 2030: 0.0039216; 2031: 0.00086772; 2032: 0; 2033: 0; 2034: 0; 2035: 0; 2036: 0; 2037: 0; 2038: 0.00034838; 2039: 0.00069676; 2040: 0.0010451; 2041: 0.0011613; 2042: 0.0014516; 2043: 0.0028279; 2044: 0.0042043; 2045: 0.0055806; 2046: 0.006957; 2047: 0.0083333
|  | 13 | GHG Impacts | 2028: 1716.542; 2029: 1708.7588; 2030: 1690.7942; 2031: 1632.035; 2032: 1515.3316; 2033: 1393.0679; 2034: 1270.8042; 2035: 1148.5405; 2036: 1026.2768; 2037: 904.0131; 2038: 836.6898; 2039: 769.3666; 2040: 702.0433; 2041: 634.72; 2042: 567.3968; 2043: 511.4476; 2044: 455.4984; 2045: 399.5492; 2046: 343.6001; 2047: 287.6509
|  | 13 | Market Price Effects - Wholesale Energy | 2028: 1717.6471; 2029: 1717.6471; 2030: 1717.6471; 2031: 1717.6471; 2032: 1717.6471; 2033: 1717.6471; 2034: 1717.6471; 2035: 1717.6471; 2036: 1717.6471; 2037: 1717.6471; 2038: 1717.647; 2039: 1717.647; 2040: 1717.647; 2041: 1717.6469; 2042: 1717.6469; 2043: 1717.6469; 2044: 1717.647; 2045: 1717.647; 2046: 1717.647; 2047: 1717.647
|  | 13 | Market Price Effects - Wholesale Capacity | 2028: 0; 2029: 0; 2030: 0; 2031: 0; 2032: 0; 2033: 0; 2034: 0; 2035: 0; 2036: 0; 2037: 0; 2038: 0; 2039: 0; 2040: 0; 2041: 0; 2042: 0; 2043: 0; 2044: 0; 2045: 0; 2046: 0; 2047: 0
|  | 13 | Disharge MWh
|  | 13 | Total ESS DCharge MWh | 2028: 1460; 2029: 1460; 2030: 1460; 2031: 1460; 2032: 1460; 2033: 1460; 2034: 1460; 2035: 1460; 2036: 1460; 2037: 1460; 2038: 1460; 2039: 1460; 2040: 1460; 2041: 1460; 2042: 1460; 2043: 1460; 2044: 1460; 2045: 1460; 2046: 1460; 2047: 1460
|  | 13 | Avg Generation Capacity | 2028: 0.99834; 2029: 0.9996; 2030: 0.79916; 2031: 0.79868; 2032: 0.79824; 2033: 0.79837; 2034: 0.7985; 2035: 0.79862; 2036: 0.79875; 2037: 0.79888; 2038: 0.79901; 2039: 0.79914; 2040: 0.79927; 2041: 0.66617; 2042: 0.66628; 2043: 0.66624; 2044: 0.66621; 2045: 0.66617; 2046: 0.66613; 2047: 0.66609
|  | 13 | Avg Transmission Capacity | 2028: 0.99834; 2029: 0.9996; 2030: 0.79916; 2031: 0.79868; 2032: 0.79824; 2033: 0.79837; 2034: 0.7985; 2035: 0.79862; 2036: 0.79875; 2037: 0.79888; 2038: 0.79901; 2039: 0.79914; 2040: 0.79927; 2041: 0.66617; 2042: 0.66628; 2043: 0.66624; 2044: 0.66621; 2045: 0.66617; 2046: 0.66613; 2047: 0.66609
|  | 13 | Avg Distribution Capacity | 2028: 0.94844; 2029: 0.97163; 2030: 0.79746; 2031: 0.78881; 2032: 0.79821; 2033: 0.79829; 2034: 0.79837; 2035: 0.79845; 2036: 0.79852; 2037: 0.7986; 2038: 0.7947; 2039: 0.7908; 2040: 0.78689; 2041: 0.65249; 2042: 0.64924; 2043: 0.64077; 2044: 0.63229; 2045: 0.62382; 2046: 0.61535; 2047: 0.60688
|  | 13 | GHG Impacts | 2028: 1460; 2029: 1460; 2030: 1460; 2031: 1460; 2032: 1459.6669; 2033: 1459.5935; 2034: 1459.52; 2035: 1459.4466; 2036: 1459.3731; 2037: 1459.2997; 2038: 1457.9419; 2039: 1456.5841; 2040: 1455.2263; 2041: 1453.8685; 2042: 1452.5107; 2043: 1450.554; 2044: 1448.5974; 2045: 1446.6407; 2046: 1444.6841; 2047: 1442.7275
|  | 13 | Market Price Effects - Wholesale Energy | 2028: 1460; 2029: 1460; 2030: 1460; 2031: 1460; 2032: 1460; 2033: 1460; 2034: 1460; 2035: 1460; 2036: 1460; 2037: 1460; 2038: 1460; 2039: 1460; 2040: 1460; 2041: 1460; 2042: 1460; 2043: 1460; 2044: 1460; 2045: 1460; 2046: 1460; 2047: 1460
|  | 13 | Market Price Effects - Wholesale Capacity | 2028: 0; 2029: 0; 2030: 0; 2031: 0; 2032: 0; 2033: 0; 2034: 0; 2035: 0; 2036: 0; 2037: 0; 2038: 0; 2039: 0; 2040: 0; 2041: 0; 2042: 0; 2043: 0; 2044: 0; 2045: 0; 2046: 0; 2047: 0
13
|  | 14 | Case 14¦FTM - Load Reducer (2 MW / 8 MWh)
|  | 14 |  | 2025 | 2026 | 2027 | 2028 | 2029 | 2030 | 2031 | 2032 | 2033 | 2034 | 2035 | 2036 | 2037 | 2038 | 2039 | 2040 | 2041 | 2042 | 2043 | 2044 | 2045 | 2046 | 2047 | 2048 | 2049 | 2050 | 2051 | 2052 | 2053 | 2054 | 2055 | 2056 | 2057 | 2058 | 2059 | 2060
|  | 14 | Capacity - PJM Market |  |  |  | 0 | 0 | 0 | 0 | 0 | 0 | 0 | 0 | 0 | 0 | 0 | 0 | 0 | 0 | 0 | 0 | 0 | 0 | 0 | 0 | 0 | 0 | 0 | 0 | 0 | 0 | 0 | 0 | 0 | 0 | 0 | 0 | 0
|  | 14 | Energy Arbitrage - PJM Market | 2028: 0; 2029: 0; 2030: 0; 2031: 0; 2032: 0; 2033: 0; 2034: 0; 2035: 0; 2036: 0; 2037: 0; 2038: 0; 2039: 0; 2040: 0; 2041: 0; 2042: 0; 2043: 0; 2044: 0; 2045: 0; 2046: 0; 2047: 0
|  | 14 | Spin- PJM Market | 2028: 19136.1665; 2029: 18238.9412; 2030: 19862.164; 2031: 18391.1413; 2032: 16946.6564; 2033: 17228.9884; 2034: 17511.3203; 2035: 17793.6523; 2036: 18075.9842; 2037: 18358.3162; 2038: 19137.7467; 2039: 19917.1772; 2040: 20696.6077; 2041: 21476.0382; 2042: 22255.4687; 2043: 22971.8147; 2044: 23688.1608; 2045: 24404.5069; 2046: 25120.8529; 2047: 25837.199
|  | 14 | Non-Spin - PJM Market
|  | 14 | Regulation - PJM Market | 2028: 159888.5042; 2029: 79669.4771; 2030: 36331.3628; 2031: 22572.4395; 2032: 14851.6346; 2033: 13424.1265; 2034: 11996.6185; 2035: 10569.1105; 2036: 9141.6024; 2037: 7714.0944; 2038: 8215.7018; 2039: 8717.3093; 2040: 9218.9168; 2041: 9720.5243; 2042: 10222.1318; 2043: 10254.5992; 2044: 10287.0666; 2045: 10319.534; 2046: 10352.0014; 2047: 10384.4688
|  | 14 | Incurred Energy Charges | 2028: -157400.7064; 2029: -157842.2773; 2030: -148839.2257; 2031: -156669.63; 2032: -157990.5437; 2033: -160825.3858; 2034: -163660.2279; 2035: -166495.07; 2036: -169329.9121; 2037: -172164.7542; 2038: -169809.0996; 2039: -167453.445; 2040: -165097.7904; 2041: -162742.1357; 2042: -160386.4811; 2043: -163592.9882; 2044: -166799.4952; 2045: -170006.0023; 2046: -173212.5094; 2047: -176419.0164
|  | 14 | As Used Demand Charges | 2028: -27268.7074; 2029: -27665.7772; 2030: -25848.1493; 2031: -27334.1028; 2032: -29339.9031; 2033: -32861.7251; 2034: -36383.5471; 2035: -39905.369; 2036: -43427.191; 2037: -46949.013; 2038: -52576.4599; 2039: -58203.9068; 2040: -63831.3536; 2041: -69458.8005; 2042: -75086.2474; 2043: -74902.8804; 2044: -74719.5133; 2045: -74536.1463; 2046: -74352.7792; 2047: -74169.4122
|  | 14 | Contract Demand Charges Fixed | 2028: 0; 2029: 0; 2030: 0; 2031: 0; 2032: 0; 2033: 0; 2034: 0; 2035: 0; 2036: 0; 2037: 0; 2038: 0; 2039: 0; 2040: 0; 2041: 0; 2042: 0; 2043: 0; 2044: 0; 2045: 0; 2046: 0; 2047: 0
|  | 14 | Customer Charges/ Fixed Charges | 2028: -404.1723; 2029: -420.3392; 2030: -437.1527; 2031: -454.6389; 2032: -472.8244; 2033: -491.7374; 2034: -511.4069; 2035: -531.8632; 2036: -553.1377; 2037: -575.2632; 2038: -598.2737; 2039: -622.2047; 2040: -647.0929; 2041: -672.9766; 2042: -699.8956; 2043: -727.8915; 2044: -757.0071; 2045: -787.2874; 2046: -818.7789; 2047: -851.5301
|  | 14 | Energy Savings
|  | 14 | Demand Savings
|  | 14 | Energy Generation - Export | 2028: 202221.904; 2029: 226793.5477; 2030: 222902.4513; 2031: 228948.6254; 2032: 245933.9031; 2033: 256954.8014; 2034: 267975.6996; 2035: 278996.5979; 2036: 290017.4961; 2037: 301038.3944; 2038: 323911.244; 2039: 346784.0936; 2040: 369656.9432; 2041: 392529.7929; 2042: 415402.6425; 2043: 432873.9407; 2044: 450345.2389; 2045: 467816.5371; 2046: 485287.8353; 2047: 502759.1336
|  | 14 | Generation Capacity | 2028: 359470.3304; 2029: 359923.6293; 2030: 287890.0165; 2031: 287768.9698; 2032: 287694.2444; 2033: 287703.9149; 2034: 287713.5855; 2035: 287723.256; 2036: 287732.9266; 2037: 287742.5971; 2038: 297196.1262; 2039: 306649.6552; 2040: 316103.1842; 2041: 325556.7132; 2042: 335010.2422; 2043: 344329.2266; 2044: 353648.2109; 2045: 362967.1952; 2046: 372286.1795; 2047: 381605.1638
|  | 14 | Transmission Capacity | 2028: 122500.8297; 2029: 122655.3056; 2030: 98107.5847; 2031: 98066.3342; 2032: 98040.8692; 2033: 98044.1647; 2034: 98047.4603; 2035: 98050.7558; 2036: 98054.0514; 2037: 98057.3469; 2038: 99755.3076; 2039: 101453.2683; 2040: 103151.229; 2041: 104849.1897; 2042: 106547.1504; 2043: 109510.9739; 2044: 112474.7974; 2045: 115438.6208; 2046: 118402.4443; 2047: 121366.2678
|  | 14 | Distribution Capacity | 2028: 27571.4933; 2029: 28384.264; 2030: 25686.6524; 2031: 25682.7903; 2032: 24793.6243; 2033: 24908.0283; 2034: 25022.4323; 2035: 25136.8363; 2036: 25251.2402; 2037: 25365.6442; 2038: 25775.3927; 2039: 26185.1411; 2040: 26594.8896; 2041: 27004.6381; 2042: 27414.3865; 2043: 27713.993; 2044: 28013.5994; 2045: 28313.2059; 2046: 28612.8123; 2047: 28912.4188
|  | 14 | GHG Impacts | 2028: 205602.6178; 2029: 169063.1549; 2030: 60235.7599; 2031: 75556.6425; 2032: 93639.6254; 2033: 112954.4032; 2034: 132269.1811; 2035: 151583.959; 2036: 170898.7369; 2037: 190213.5147; 2038: 218054.7925; 2039: 245896.0702; 2040: 273737.3479; 2041: 301578.6256; 2042: 329419.9034; 2043: 358105.4086; 2044: 386790.9139; 2045: 415476.4192; 2046: 444161.9245; 2047: 472847.4298
|  | 14 | Market Price Effects - Wholesale Energy | 2028: 11609.7158; 2029: 26443.652; 2030: 41076.1023; 2031: 40723.3811; 2032: 58545.1605; 2033: 53726.366; 2034: 48907.5716; 2035: 44088.7771; 2036: 39269.9826; 2037: 34451.1882; 2038: 41758.0451; 2039: 49064.902; 2040: 56371.7589; 2041: 63678.6158; 2042: 70985.4728; 2043: 75409.6781; 2044: 79833.8834; 2045: 84258.0888; 2046: 88682.2941; 2047: 93106.4994
|  | 14 | Market Price Effects - Wholesale Capacity | 2028: 0; 2029: 0; 2030: 0; 2031: 0; 2032: 0; 2033: 0; 2034: 0; 2035: 0; 2036: 0; 2037: 0; 2038: 0; 2039: 0; 2040: 0; 2041: 0; 2042: 0; 2043: 0; 2044: 0; 2045: 0; 2046: 0; 2047: 0
|  | 14 | Avoided Cost of Participant Backup Generator | 2028: 0; 2029: 0; 2030: 0; 2031: 0; 2032: 0; 2033: 0; 2034: 0; 2035: 0; 2036: 0; 2037: 0; 2038: 0; 2039: 0; 2040: 0; 2041: 0; 2042: 0; 2043: 0; 2044: 0; 2045: 0; 2046: 0; 2047: 0
|  | 14 | Full Eq DoD Cycle | 2028: 365; 2029: 365; 2030: 345.2647; 2031: 347.9974; 2032: 356.4725; 2033: 358.178; 2034: 359.8835; 2035: 361.589; 2036: 363.2945; 2037: 365; 2038: 365; 2039: 365; 2040: 365; 2041: 365; 2042: 365; 2043: 365; 2044: 365; 2045: 365; 2046: 365; 2047: 365
|  | 14 | Export MWh
|  | 14 | Charge MWh
|  | 14 | Total ESS Charge MWh | 2028: 3435.2941; 2029: 3435.2941; 2030: 3249.5504; 2031: 3275.2694; 2032: 3355.0354; 2033: 3371.0871; 2034: 3387.1389; 2035: 3403.1906; 2036: 3419.2424; 2037: 3435.2941; 2038: 3435.2941; 2039: 3435.2941; 2040: 3435.2941; 2041: 3435.2941; 2042: 3435.2941; 2043: 3435.2941; 2044: 3435.2941; 2045: 3435.294; 2046: 3435.294; 2047: 3435.294
|  | 14 | Avg Generation Capacity | 2028: 0; 2029: 0; 2030: 0; 2031: 0; 2032: 0; 2033: 0; 2034: 0; 2035: 0; 2036: 0; 2037: 0; 2038: 0; 2039: 0; 2040: 0; 2041: 0; 2042: 0; 2043: 0; 2044: 0; 2045: 0; 2046: 0; 2047: 0
|  | 14 | Avg Transmission Capacity | 2028: 0; 2029: 0; 2030: 0; 2031: 0; 2032: 0; 2033: 0; 2034: 0; 2035: 0; 2036: 0; 2037: 0; 2038: 0; 2039: 0; 2040: 0; 2041: 0; 2042: 0; 2043: 0; 2044: 0; 2045: 0; 2046: 0; 2047: 0
|  | 14 | Avg Distribution Capacity | 2028: 0.0125; 2029: 0; 2030: 0.0017647; 2031: 0.00086772; 2032: 0; 2033: 0.0005369; 2034: 0.0010738; 2035: 0.0016107; 2036: 0.0021476; 2037: 0.0026845; 2038: 0.0062575; 2039: 0.0098305; 2040: 0.013404; 2041: 0.014147; 2042: 0.017125; 2043: 0.017116; 2044: 0.017108; 2045: 0.0171; 2046: 0.017092; 2047: 0.017083
|  | 14 | GHG Impacts | 2028: 3433.3452; 2029: 3420.8341; 2030: 3211.3693; 2031: 3169.5011; 2032: 3106.6076; 2033: 2925.6993; 2034: 2744.7911; 2035: 2563.8828; 2036: 2382.9746; 2037: 2202.0663; 2038: 2038.9567; 2039: 1875.847; 2040: 1712.7374; 2041: 1549.6277; 2042: 1386.5181; 2043: 1268.9769; 2044: 1151.4356; 2045: 1033.8944; 2046: 916.3532; 2047: 798.8119
|  | 14 | Market Price Effects - Wholesale Energy | 2028: 3435.2941; 2029: 3435.2941; 2030: 3249.5504; 2031: 3275.2694; 2032: 3355.0354; 2033: 3371.0871; 2034: 3387.1389; 2035: 3403.1906; 2036: 3419.2424; 2037: 3435.2941; 2038: 3435.2941; 2039: 3435.2941; 2040: 3435.2941; 2041: 3435.2941; 2042: 3435.2941; 2043: 3435.2941; 2044: 3435.2941; 2045: 3435.294; 2046: 3435.294; 2047: 3435.294
|  | 14 | Market Price Effects - Wholesale Capacity | 2028: 0; 2029: 0; 2030: 0; 2031: 0; 2032: 0; 2033: 0; 2034: 0; 2035: 0; 2036: 0; 2037: 0; 2038: 0; 2039: 0; 2040: 0; 2041: 0; 2042: 0; 2043: 0; 2044: 0; 2045: 0; 2046: 0; 2047: 0
|  | 14 | Disharge MWh
|  | 14 | Total ESS DCharge MWh | 2028: 2920; 2029: 2920; 2030: 2762.1178; 2031: 2783.979; 2032: 2851.7801; 2033: 2865.4241; 2034: 2879.0681; 2035: 2892.712; 2036: 2906.356; 2037: 2920; 2038: 2920; 2039: 2920; 2040: 2920; 2041: 2920; 2042: 2920; 2043: 2920; 2044: 2920; 2045: 2920; 2046: 2920; 2047: 2920
|  | 14 | Avg Generation Capacity | 2028: 1.9972; 2029: 1.9997; 2030: 1.5995; 2031: 1.5988; 2032: 1.5984; 2033: 1.5985; 2034: 1.5985; 2035: 1.5986; 2036: 1.5986; 2037: 1.5987; 2038: 1.5988; 2039: 1.5989; 2040: 1.599; 2041: 1.3326; 2042: 1.3327; 2043: 1.3326; 2044: 1.3326; 2045: 1.3326; 2046: 1.3326; 2047: 1.3326
|  | 14 | Avg Transmission Capacity | 2028: 1.9972; 2029: 1.9997; 2030: 1.5995; 2031: 1.5988; 2032: 1.5984; 2033: 1.5985; 2034: 1.5985; 2035: 1.5986; 2036: 1.5986; 2037: 1.5987; 2038: 1.5988; 2039: 1.5989; 2040: 1.599; 2041: 1.3326; 2042: 1.3327; 2043: 1.3326; 2044: 1.3326; 2045: 1.3326; 2046: 1.3326; 2047: 1.3326
|  | 14 | Avg Distribution Capacity | 2028: 1.6821; 2029: 1.7188; 2030: 1.5572; 2031: 1.5561; 2032: 1.5014; 2033: 1.5089; 2034: 1.5163; 2035: 1.5238; 2036: 1.5313; 2037: 1.5387; 2038: 1.5407; 2039: 1.5428; 2040: 1.5448; 2041: 1.289; 2042: 1.2907; 2043: 1.2718; 2044: 1.2529; 2045: 1.234; 2046: 1.2151; 2047: 1.1962
|  | 14 | GHG Impacts | 2028: 2920; 2029: 2920; 2030: 2762.1178; 2031: 2783.8705; 2032: 2851.447; 2033: 2864.5267; 2034: 2877.6065; 2035: 2890.6863; 2036: 2903.766; 2037: 2916.8458; 2038: 2911.4676; 2039: 2906.0895; 2040: 2900.7113; 2041: 2895.3331; 2042: 2889.9549; 2043: 2877.0698; 2044: 2864.1848; 2045: 2851.2997; 2046: 2838.4146; 2047: 2825.5296
|  | 14 | Market Price Effects - Wholesale Energy | 2028: 2920; 2029: 2920; 2030: 2762.1178; 2031: 2783.979; 2032: 2851.7801; 2033: 2865.4241; 2034: 2879.0681; 2035: 2892.712; 2036: 2906.356; 2037: 2920; 2038: 2920; 2039: 2920; 2040: 2920; 2041: 2920; 2042: 2920; 2043: 2920; 2044: 2920; 2045: 2920; 2046: 2920; 2047: 2920
|  | 14 | Market Price Effects - Wholesale Capacity | 2028: 0; 2029: 0; 2030: 0; 2031: 0; 2032: 0; 2033: 0; 2034: 0; 2035: 0; 2036: 0; 2037: 0; 2038: 0; 2039: 0; 2040: 0; 2041: 0; 2042: 0; 2043: 0; 2044: 0; 2045: 0; 2046: 0; 2047: 0
14
|  | 15 | Case 15¦FTM - Load Reducer (5 MW / 10 MWh)
|  | 15 |  | 2025 | 2026 | 2027 | 2028 | 2029 | 2030 | 2031 | 2032 | 2033 | 2034 | 2035 | 2036 | 2037 | 2038 | 2039 | 2040 | 2041 | 2042 | 2043 | 2044 | 2045 | 2046 | 2047 | 2048 | 2049 | 2050 | 2051 | 2052 | 2053 | 2054 | 2055 | 2056 | 2057 | 2058 | 2059 | 2060
|  | 15 | Capacity - PJM Market |  |  |  | 0 | 0 | 0 | 0 | 0 | 0 | 0 | 0 | 0 | 0 | 0 | 0 | 0 | 0 | 0 | 0 | 0 | 0 | 0 | 0 | 0 | 0 | 0 | 0 | 0 | 0 | 0 | 0 | 0 | 0 | 0 | 0 | 0
|  | 15 | Energy Arbitrage - PJM Market | 2028: 0; 2029: 0; 2030: 0; 2031: 0; 2032: 0; 2033: 0; 2034: 0; 2035: 0; 2036: 0; 2037: 0; 2038: 0; 2039: 0; 2040: 0; 2041: 0; 2042: 0; 2043: 0; 2044: 0; 2045: 0; 2046: 0; 2047: 0
|  | 15 | Spin- PJM Market | 2028: 57402.8768; 2029: 53014.2222; 2030: 55417.726; 2031: 51562.1631; 2032: 48149.5422; 2033: 49299.4387; 2034: 50449.3353; 2035: 51599.2318; 2036: 52749.1284; 2037: 53899.0249; 2038: 56560.5794; 2039: 59222.1338; 2040: 61883.6883; 2041: 64545.2428; 2042: 67206.7972; 2043: 69801.7255; 2044: 72396.6537; 2045: 74991.582; 2046: 77586.5102; 2047: 80181.4385
|  | 15 | Non-Spin - PJM Market
|  | 15 | Regulation - PJM Market | 2028: 334325.92; 2029: 160373.6809; 2030: 82343.7542; 2031: 49885.8235; 2032: 32539.2209; 2033: 29676.763; 2034: 26814.3052; 2035: 23951.8473; 2036: 21089.3895; 2037: 18226.9316; 2038: 19519.0523; 2039: 20811.173; 2040: 22103.2938; 2041: 23395.4145; 2042: 24687.5352; 2043: 24597.7543; 2044: 24507.9735; 2045: 24418.1926; 2046: 24328.4117; 2047: 24238.6309
|  | 15 | Incurred Energy Charges | 2028: -142892.1183; 2029: -166569.6231; 2030: -166219.2755; 2031: -179586.0847; 2032: -183036.7245; 2033: -187584.5901; 2034: -192132.4558; 2035: -196680.3214; 2036: -201228.187; 2037: -205776.0526; 2038: -201392.9263; 2039: -197009.8001; 2040: -192626.6738; 2041: -188243.5476; 2042: -183860.4213; 2043: -188108.3499; 2044: -192356.2786; 2045: -196604.2073; 2046: -200852.1359; 2047: -205100.0646
|  | 15 | As Used Demand Charges | 2028: -44586.1767; 2029: -54230.2399; 2030: -44798.3302; 2031: -49351.4202; 2032: -56738.4756; 2033: -61404.3181; 2034: -66070.1605; 2035: -70736.003; 2036: -75401.8455; 2037: -80067.6879; 2038: -83917.64; 2039: -87767.5921; 2040: -91617.5442; 2041: -95467.4962; 2042: -99317.4483; 2043: -99823.4163; 2044: -100329.3844; 2045: -100835.3524; 2046: -101341.3204; 2047: -101847.2884
|  | 15 | Contract Demand Charges Fixed | 2028: 0; 2029: 0; 2030: 0; 2031: 0; 2032: 0; 2033: 0; 2034: 0; 2035: 0; 2036: 0; 2037: 0; 2038: 0; 2039: 0; 2040: 0; 2041: 0; 2042: 0; 2043: 0; 2044: 0; 2045: 0; 2046: 0; 2047: 0
|  | 15 | Customer Charges/ Fixed Charges | 2028: -404.1723; 2029: -420.3392; 2030: -437.1527; 2031: -454.6389; 2032: -472.8244; 2033: -491.7374; 2034: -511.4069; 2035: -531.8632; 2036: -553.1377; 2037: -575.2632; 2038: -598.2737; 2039: -622.2047; 2040: -647.0929; 2041: -672.9766; 2042: -699.8956; 2043: -727.8915; 2044: -757.0071; 2045: -787.2874; 2046: -818.7789; 2047: -851.5301
|  | 15 | Energy Savings
|  | 15 | Demand Savings
|  | 15 | Energy Generation - Export | 2028: 242793.8116; 2029: 270875.6445; 2030: 284965.4175; 2031: 294409.282; 2032: 318017.9736; 2033: 333298.0102; 2034: 348578.0468; 2035: 363858.0834; 2036: 379138.12; 2037: 394418.1566; 2038: 431616.8013; 2039: 468815.4461; 2040: 506014.0908; 2041: 543212.7356; 2042: 580411.3803; 2043: 603589.3302; 2044: 626767.2801; 2045: 649945.23; 2046: 673123.1799; 2047: 696301.1298
|  | 15 | Generation Capacity | 2028: 449293.4169; 2029: 449843.655; 2030: 359962.1591; 2031: 359955.4246; 2032: 359853.4327; 2033: 359865.5809; 2034: 359877.729; 2035: 359889.8772; 2036: 359902.0253; 2037: 359914.1735; 2038: 371716.4045; 2039: 383518.6355; 2040: 395320.8665; 2041: 407123.0975; 2042: 418925.3286; 2043: 430583.6848; 2044: 442242.041; 2045: 453900.3973; 2046: 465558.7535; 2047: 477217.1098
|  | 15 | Transmission Capacity | 2028: 153110.8737; 2029: 153298.3846; 2030: 122668.4358; 2031: 122666.1408; 2032: 122631.3839; 2033: 122635.5237; 2034: 122639.6636; 2035: 122643.8035; 2036: 122647.9433; 2037: 122652.0832; 2038: 124768.7922; 2039: 126885.5011; 2040: 129002.21; 2041: 131118.919; 2042: 133235.6279; 2043: 136943.4687; 2044: 140651.3095; 2045: 144359.1502; 2046: 148066.991; 2047: 151774.8318
|  | 15 | Distribution Capacity | 2028: 39163.87; 2029: 40122.6095; 2030: 32808.9848; 2031: 32572.6085; 2032: 33013.7799; 2033: 33015.2458; 2034: 33016.7116; 2035: 33018.1775; 2036: 33019.6433; 2037: 33021.1092; 2038: 33398.2056; 2039: 33775.3021; 2040: 34152.3985; 2041: 34529.495; 2042: 34906.5914; 2043: 35270.8301; 2044: 35635.0688; 2045: 35999.3075; 2046: 36363.5462; 2047: 36727.7849
|  | 15 | GHG Impacts | 2028: 314036.4754; 2029: 356640.8401; 2030: 141462.702; 2031: 172626.4468; 2032: 213263.1314; 2033: 240387.9735; 2034: 267512.8157; 2035: 294637.6579; 2036: 321762.5; 2037: 348887.3422; 2038: 377052.5466; 2039: 405217.751; 2040: 433382.9554; 2041: 461548.1598; 2042: 489713.3642; 2043: 529480.0958; 2044: 569246.8274; 2045: 609013.559; 2046: 648780.2906; 2047: 688547.0222
|  | 15 | Market Price Effects - Wholesale Energy | 2028: 14824.4463; 2029: 27117.1339; 2030: 58056.7466; 2031: 60674.415; 2032: 85648.8141; 2033: 78693.2725; 2034: 71737.7308; 2035: 64782.1891; 2036: 57826.6475; 2037: 50871.1058; 2038: 62642.7358; 2039: 74414.3659; 2040: 86185.9959; 2041: 97957.6259; 2042: 109729.2559; 2043: 115649.606; 2044: 121569.9561; 2045: 127490.3061; 2046: 133410.6562; 2047: 139331.0062
|  | 15 | Market Price Effects - Wholesale Capacity | 2028: 0; 2029: 0; 2030: 0; 2031: 0; 2032: 0; 2033: 0; 2034: 0; 2035: 0; 2036: 0; 2037: 0; 2038: 0; 2039: 0; 2040: 0; 2041: 0; 2042: 0; 2043: 0; 2044: 0; 2045: 0; 2046: 0; 2047: 0
|  | 15 | Avoided Cost of Participant Backup Generator | 2028: 0; 2029: 0; 2030: 0; 2031: 0; 2032: 0; 2033: 0; 2034: 0; 2035: 0; 2036: 0; 2037: 0; 2038: 0; 2039: 0; 2040: 0; 2041: 0; 2042: 0; 2043: 0; 2044: 0; 2045: 0; 2046: 0; 2047: 0
|  | 15 | Full Eq DoD Cycle | 2028: 365; 2029: 365; 2030: 365; 2031: 365; 2032: 365; 2033: 365; 2034: 365; 2035: 365; 2036: 365; 2037: 365; 2038: 365; 2039: 365; 2040: 365; 2041: 365; 2042: 365; 2043: 365; 2044: 365; 2045: 365; 2046: 365; 2047: 365
|  | 15 | Export MWh
|  | 15 | Charge MWh
|  | 15 | Total ESS Charge MWh | 2028: 4294.1176; 2029: 4294.1176; 2030: 4294.1176; 2031: 4294.1176; 2032: 4294.1176; 2033: 4294.1176; 2034: 4294.1176; 2035: 4294.1176; 2036: 4294.1176; 2037: 4294.1176; 2038: 4294.1176; 2039: 4294.1176; 2040: 4294.1176; 2041: 4294.1176; 2042: 4294.1176; 2043: 4294.1176; 2044: 4294.1176; 2045: 4294.1176; 2046: 4294.1176; 2047: 4294.1176
|  | 15 | Avg Generation Capacity | 2028: 0; 2029: 0.000625; 2030: 0; 2031: 0; 2032: 0; 2033: 0; 2034: 0; 2035: 0; 2036: 0; 2037: 0; 2038: 0; 2039: 0; 2040: 0; 2041: 0; 2042: 0; 2043: 0; 2044: 0; 2045: 0; 2046: 0; 2047: 0
|  | 15 | Avg Transmission Capacity | 2028: 0; 2029: 0.000625; 2030: 0; 2031: 0; 2032: 0; 2033: 0; 2034: 0; 2035: 0; 2036: 0; 2037: 0; 2038: 0; 2039: 0; 2040: 0; 2041: 0; 2042: 0; 2043: 0; 2044: 0; 2045: 0; 2046: 0; 2047: 0
|  | 15 | Avg Distribution Capacity | 2028: 0; 2029: 0; 2030: 0.0098039; 2031: 0.0021693; 2032: 0; 2033: 0; 2034: 0; 2035: 0; 2036: 0; 2037: 0; 2038: 0.00075; 2039: 0.0015; 2040: 0.00225; 2041: 0.0025; 2042: 0.003125; 2043: 0.0066667; 2044: 0.010208; 2045: 0.01375; 2046: 0.017292; 2047: 0.020833
|  | 15 | GHG Impacts | 2028: 4291.3549; 2029: 4271.8882; 2030: 4227.0878; 2031: 4080.7102; 2032: 3788.1272; 2033: 3482.3866; 2034: 3176.646; 2035: 2870.9053; 2036: 2565.1647; 2037: 2259.424; 2038: 2091.5177; 2039: 1923.6113; 2040: 1755.705; 2041: 1587.7986; 2042: 1419.8922; 2043: 1279.7844; 2044: 1139.6766; 2045: 999.5687; 2046: 859.4609; 2047: 719.3531
|  | 15 | Market Price Effects - Wholesale Energy | 2028: 4294.1176; 2029: 4294.1176; 2030: 4294.1176; 2031: 4294.1176; 2032: 4294.1176; 2033: 4294.1176; 2034: 4294.1176; 2035: 4294.1176; 2036: 4294.1176; 2037: 4294.1176; 2038: 4294.1176; 2039: 4294.1176; 2040: 4294.1176; 2041: 4294.1176; 2042: 4294.1176; 2043: 4294.1176; 2044: 4294.1176; 2045: 4294.1176; 2046: 4294.1176; 2047: 4294.1176
|  | 15 | Market Price Effects - Wholesale Capacity | 2028: 0; 2029: 0; 2030: 0; 2031: 0; 2032: 0; 2033: 0; 2034: 0; 2035: 0; 2036: 0; 2037: 0; 2038: 0; 2039: 0; 2040: 0; 2041: 0; 2042: 0; 2043: 0; 2044: 0; 2045: 0; 2046: 0; 2047: 0
|  | 15 | Disharge MWh
|  | 15 | Total ESS DCharge MWh | 2028: 3650; 2029: 3650; 2030: 3650; 2031: 3650; 2032: 3650; 2033: 3650; 2034: 3650; 2035: 3650; 2036: 3650; 2037: 3650; 2038: 3650; 2039: 3650; 2040: 3650; 2041: 3650; 2042: 3650; 2043: 3650; 2044: 3650; 2045: 3650; 2046: 3650; 2047: 3650
|  | 15 | Avg Generation Capacity | 2028: 2.4962; 2029: 2.4999; 2030: 1.9999; 2031: 1.9999; 2032: 1.9993; 2033: 1.9994; 2034: 1.9995; 2035: 1.9995; 2036: 1.9996; 2037: 1.9997; 2038: 1.9997; 2039: 1.9997; 2040: 1.9997; 2041: 1.6665; 2042: 1.6665; 2043: 1.6665; 2044: 1.6665; 2045: 1.6665; 2046: 1.6665; 2047: 1.6665
|  | 15 | Avg Transmission Capacity | 2028: 2.4962; 2029: 2.4999; 2030: 1.9999; 2031: 1.9999; 2032: 1.9993; 2033: 1.9994; 2034: 1.9995; 2035: 1.9995; 2036: 1.9996; 2037: 1.9997; 2038: 1.9997; 2039: 1.9997; 2040: 1.9997; 2041: 1.6665; 2042: 1.6665; 2043: 1.6665; 2044: 1.6665; 2045: 1.6665; 2046: 1.6665; 2047: 1.6665
|  | 15 | Avg Distribution Capacity | 2028: 2.3716; 2029: 2.4297; 2030: 1.9966; 2031: 1.9746; 2032: 1.9992; 2033: 1.9993; 2034: 1.9994; 2035: 1.9994; 2036: 1.9995; 2037: 1.9996; 2038: 1.9896; 2039: 1.9797; 2040: 1.9697; 2041: 1.6331; 2042: 1.6248; 2043: 1.6036; 2044: 1.5823; 2045: 1.5611; 2046: 1.5399; 2047: 1.5187
|  | 15 | GHG Impacts | 2028: 3650; 2029: 3650; 2030: 3650; 2031: 3650; 2032: 3649.1672; 2033: 3648.9836; 2034: 3648.8; 2035: 3648.6164; 2036: 3648.4328; 2037: 3648.2492; 2038: 3644.755; 2039: 3641.2607; 2040: 3637.7664; 2041: 3634.2721; 2042: 3630.7778; 2043: 3625.9726; 2044: 3621.1674; 2045: 3616.3621; 2046: 3611.5569; 2047: 3606.7516
|  | 15 | Market Price Effects - Wholesale Energy | 2028: 3650; 2029: 3650; 2030: 3650; 2031: 3650; 2032: 3650; 2033: 3650; 2034: 3650; 2035: 3650; 2036: 3650; 2037: 3650; 2038: 3650; 2039: 3650; 2040: 3650; 2041: 3650; 2042: 3650; 2043: 3650; 2044: 3650; 2045: 3650; 2046: 3650; 2047: 3650
|  | 15 | Market Price Effects - Wholesale Capacity | 2028: 0; 2029: 0; 2030: 0; 2031: 0; 2032: 0; 2033: 0; 2034: 0; 2035: 0; 2036: 0; 2037: 0; 2038: 0; 2039: 0; 2040: 0; 2041: 0; 2042: 0; 2043: 0; 2044: 0; 2045: 0; 2046: 0; 2047: 0
15
|  | 16 | Case 16¦FTM - Load Reducer (5 MW / 20 MWh)
|  | 16 |  | 2025 | 2026 | 2027 | 2028 | 2029 | 2030 | 2031 | 2032 | 2033 | 2034 | 2035 | 2036 | 2037 | 2038 | 2039 | 2040 | 2041 | 2042 | 2043 | 2044 | 2045 | 2046 | 2047 | 2048 | 2049 | 2050 | 2051 | 2052 | 2053 | 2054 | 2055 | 2056 | 2057 | 2058 | 2059 | 2060
|  | 16 | Capacity - PJM Market |  |  |  | 0 | 0 | 0 | 0 | 0 | 0 | 0 | 0 | 0 | 0 | 0 | 0 | 0 | 0 | 0 | 0 | 0 | 0 | 0 | 0 | 0 | 0 | 0 | 0 | 0 | 0 | 0 | 0 | 0 | 0 | 0 | 0 | 0
|  | 16 | Energy Arbitrage - PJM Market | 2028: 0; 2029: 0; 2030: 0; 2031: 0; 2032: 0; 2033: 0; 2034: 0; 2035: 0; 2036: 0; 2037: 0; 2038: 0; 2039: 0; 2040: 0; 2041: 0; 2042: 0; 2043: 0; 2044: 0; 2045: 0; 2046: 0; 2047: 0
|  | 16 | Spin- PJM Market | 2028: 47935.2778; 2029: 45613.096; 2030: 49664.6877; 2031: 45999.3576; 2032: 42374.0541; 2033: 43119.8327; 2034: 43865.6112; 2035: 44611.3898; 2036: 45357.1683; 2037: 46102.9469; 2038: 48051.7168; 2039: 50000.4867; 2040: 51949.2566; 2041: 53898.0265; 2042: 55846.7964; 2043: 57662.4837; 2044: 59478.1709; 2045: 61293.8582; 2046: 63109.5454; 2047: 64925.2327
|  | 16 | Non-Spin - PJM Market
|  | 16 | Regulation - PJM Market | 2028: 400786.8422; 2029: 199300.771; 2030: 91001.3397; 2031: 56443.8977; 2032: 37438.2666; 2033: 33792.4914; 2034: 30146.7162; 2035: 26500.9409; 2036: 22855.1657; 2037: 19209.3904; 2038: 20434.9899; 2039: 21660.5894; 2040: 22886.1889; 2041: 24111.7884; 2042: 25337.3879; 2043: 25444.5135; 2044: 25551.6392; 2045: 25658.7648; 2046: 25765.8904; 2047: 25873.016
|  | 16 | Incurred Energy Charges | 2028: -392959.8478; 2029: -394450.4719; 2030: -372036.5726; 2031: -391909.2536; 2032: -394994.1138; 2033: -402072.0872; 2034: -409150.0607; 2035: -416228.0341; 2036: -423306.0076; 2037: -430383.981; 2038: -424444.184; 2039: -418504.3869; 2040: -412564.5898; 2041: -406624.7927; 2042: -400684.9957; 2043: -408830.4735; 2044: -416975.9512; 2045: -425121.429; 2046: -433266.9068; 2047: -441412.3846
|  | 16 | As Used Demand Charges | 2028: -69155.8539; 2029: -69170.8734; 2030: -64641.0188; 2031: -68323.2876; 2032: -73476.8463; 2033: -82295.8585; 2034: -91114.8708; 2035: -99933.883; 2036: -108752.8953; 2037: -117571.9075; 2038: -131946.3093; 2039: -146320.7112; 2040: -160695.113; 2041: -175069.5149; 2042: -189443.9167; 2043: -188382.2446; 2044: -187320.5726; 2045: -186258.9005; 2046: -185197.2285; 2047: -184135.5564
|  | 16 | Contract Demand Charges Fixed | 2028: 0; 2029: 0; 2030: 0; 2031: 0; 2032: 0; 2033: 0; 2034: 0; 2035: 0; 2036: 0; 2037: 0; 2038: 0; 2039: 0; 2040: 0; 2041: 0; 2042: 0; 2043: 0; 2044: 0; 2045: 0; 2046: 0; 2047: 0
|  | 16 | Customer Charges/ Fixed Charges | 2028: -404.1723; 2029: -420.3392; 2030: -437.1527; 2031: -454.6389; 2032: -472.8244; 2033: -491.7374; 2034: -511.4069; 2035: -531.8632; 2036: -553.1377; 2037: -575.2632; 2038: -598.2737; 2039: -622.2047; 2040: -647.0929; 2041: -672.9766; 2042: -699.8956; 2043: -727.8915; 2044: -757.0071; 2045: -787.2874; 2046: -818.7789; 2047: -851.5301
|  | 16 | Energy Savings
|  | 16 | Demand Savings
|  | 16 | Energy Generation - Export | 2028: 505033.8388; 2029: 566915.2294; 2030: 557232.833; 2031: 572741.5651; 2032: 615129.1651; 2033: 642671.7617; 2034: 670214.3584; 2035: 697756.955; 2036: 725299.5517; 2037: 752842.1483; 2038: 810031.6419; 2039: 867221.1356; 2040: 924410.6292; 2041: 981600.1228; 2042: 1038789.6165; 2043: 1082435.9315; 2044: 1126082.2466; 2045: 1169728.5616; 2046: 1213374.8767; 2047: 1257021.1917
|  | 16 | Generation Capacity | 2028: 899107.8142; 2029: 899940.0847; 2030: 719938.6046; 2031: 719935.7655; 2032: 719935.1628; 2033: 719869.821; 2034: 719804.4793; 2035: 719739.1375; 2036: 719673.7957; 2037: 719608.454; 2038: 743246.1436; 2039: 766883.8332; 2040: 790521.5228; 2041: 814159.2124; 2042: 837796.902; 2043: 861142.8763; 2044: 884488.8506; 2045: 907834.8249; 2046: 931180.7992; 2047: 954526.7735
|  | 16 | Transmission Capacity | 2028: 306399.2878; 2029: 306682.9102; 2030: 245341.7402; 2031: 245340.7727; 2032: 245340.5673; 2033: 245318.3; 2034: 245296.0327; 2035: 245273.7655; 2036: 245251.4982; 2037: 245229.231; 2038: 249474.2167; 2039: 253719.2024; 2040: 257964.1881; 2041: 262209.1738; 2042: 266454.1595; 2043: 273879.1475; 2044: 281304.1355; 2045: 288729.1236; 2046: 296154.1116; 2047: 303579.0996
|  | 16 | Distribution Capacity | 2028: 68999.2526; 2029: 70980.1595; 2030: 64261.2881; 2031: 64241.6284; 2032: 62027.0036; 2033: 62310.8725; 2034: 62594.7414; 2035: 62878.6102; 2036: 63162.4791; 2037: 63446.348; 2038: 64468.1923; 2039: 65490.0366; 2040: 66511.8809; 2041: 67533.7251; 2042: 68555.5694; 2043: 69302.8836; 2044: 70050.1978; 2045: 70797.5121; 2046: 71544.8263; 2047: 72292.1405
|  | 16 | GHG Impacts | 2028: 513914.4943; 2029: 422624.6846; 2030: 150587.5381; 2031: 188868.3427; 2032: 234088.998; 2033: 282423.9352; 2034: 330758.8724; 2035: 379093.8095; 2036: 427428.7467; 2037: 475763.6839; 2038: 545311.5483; 2039: 614859.4128; 2040: 684407.2772; 2041: 753955.1416; 2042: 823503.0061; 2043: 895085.4392; 2044: 966667.8724; 2045: 1038250.3056; 2046: 1109832.7388; 2047: 1181415.1719
|  | 16 | Market Price Effects - Wholesale Energy | 2028: 29009.8736; 2029: 66111.6023; 2030: 102716.51; 2031: 101803.5825; 2032: 146500.0785; 2033: 134450.2399; 2034: 122400.4012; 2035: 110350.5625; 2036: 98300.7239; 2037: 86250.8852; 2038: 104533.5932; 2039: 122816.3012; 2040: 141099.0092; 2041: 159381.7172; 2042: 177664.4252; 2043: 188674.0954; 2044: 199683.7657; 2045: 210693.4359; 2046: 221703.1061; 2047: 232712.7763
|  | 16 | Market Price Effects - Wholesale Capacity | 2028: 0; 2029: 0; 2030: 0; 2031: 0; 2032: 0; 2033: 0; 2034: 0; 2035: 0; 2036: 0; 2037: 0; 2038: 0; 2039: 0; 2040: 0; 2041: 0; 2042: 0; 2043: 0; 2044: 0; 2045: 0; 2046: 0; 2047: 0
|  | 16 | Avoided Cost of Participant Backup Generator | 2028: 0; 2029: 0; 2030: 0; 2031: 0; 2032: 0; 2033: 0; 2034: 0; 2035: 0; 2036: 0; 2037: 0; 2038: 0; 2039: 0; 2040: 0; 2041: 0; 2042: 0; 2043: 0; 2044: 0; 2045: 0; 2046: 0; 2047: 0
|  | 16 | Full Eq DoD Cycle | 2028: 365; 2029: 365; 2030: 345.3004; 2031: 348.2343; 2032: 356.685; 2033: 358.348; 2034: 360.011; 2035: 361.674; 2036: 363.337; 2037: 365; 2038: 365; 2039: 365; 2040: 365; 2041: 365; 2042: 365; 2043: 365; 2044: 365; 2045: 365; 2046: 365; 2047: 365
|  | 16 | Export MWh
|  | 16 | Charge MWh
|  | 16 | Total ESS Charge MWh | 2028: 8588.2353; 2029: 8588.2353; 2030: 8124.7156; 2031: 8193.749; 2032: 8392.5885; 2033: 8431.7178; 2034: 8470.8472; 2035: 8509.9766; 2036: 8549.1059; 2037: 8588.2353; 2038: 8588.2353; 2039: 8588.2353; 2040: 8588.2353; 2041: 8588.2353; 2042: 8588.2353; 2043: 8588.2353; 2044: 8588.2353; 2045: 8588.2353; 2046: 8588.2353; 2047: 8588.2353
|  | 16 | Avg Generation Capacity | 2028: 0; 2029: 0; 2030: 0; 2031: 0; 2032: 0; 2033: 0; 2034: 0; 2035: 0; 2036: 0; 2037: 0; 2038: 0; 2039: 0; 2040: 0; 2041: 0; 2042: 0; 2043: 0; 2044: 0; 2045: 0; 2046: 0; 2047: 0
|  | 16 | Avg Transmission Capacity | 2028: 0; 2029: 0; 2030: 0; 2031: 0; 2032: 0; 2033: 0; 2034: 0; 2035: 0; 2036: 0; 2037: 0; 2038: 0; 2039: 0; 2040: 0; 2041: 0; 2042: 0; 2043: 0; 2044: 0; 2045: 0; 2046: 0; 2047: 0
|  | 16 | Avg Distribution Capacity | 2028: 0.03125; 2029: 0; 2030: 0.0044118; 2031: 0.0021693; 2032: 0; 2033: 0.0013611; 2034: 0.0027223; 2035: 0.0040834; 2036: 0.0054446; 2037: 0.0068057; 2038: 0.015741; 2039: 0.024677; 2040: 0.033612; 2041: 0.035456; 2042: 0.042902; 2043: 0.043115; 2044: 0.043328; 2045: 0.043541; 2046: 0.043754; 2047: 0.043967
|  | 16 | GHG Impacts | 2028: 8583.3731; 2029: 8552.0853; 2030: 8029.2617; 2031: 7929.3961; 2032: 7771.3372; 2033: 7317.1452; 2034: 6862.9533; 2035: 6408.7613; 2036: 5954.5693; 2037: 5500.3774; 2038: 5093.3763; 2039: 4686.3753; 2040: 4279.3743; 2041: 3872.3733; 2042: 3465.3723; 2043: 3172.4239; 2044: 2879.4756; 2045: 2586.5272; 2046: 2293.5788; 2047: 2000.6305
|  | 16 | Market Price Effects - Wholesale Energy | 2028: 8588.2353; 2029: 8588.2353; 2030: 8124.7156; 2031: 8193.749; 2032: 8392.5885; 2033: 8431.7178; 2034: 8470.8472; 2035: 8509.9766; 2036: 8549.1059; 2037: 8588.2353; 2038: 8588.2353; 2039: 8588.2353; 2040: 8588.2353; 2041: 8588.2353; 2042: 8588.2353; 2043: 8588.2353; 2044: 8588.2353; 2045: 8588.2353; 2046: 8588.2353; 2047: 8588.2353
|  | 16 | Market Price Effects - Wholesale Capacity | 2028: 0; 2029: 0; 2030: 0; 2031: 0; 2032: 0; 2033: 0; 2034: 0; 2035: 0; 2036: 0; 2037: 0; 2038: 0; 2039: 0; 2040: 0; 2041: 0; 2042: 0; 2043: 0; 2044: 0; 2045: 0; 2046: 0; 2047: 0
|  | 16 | Disharge MWh
|  | 16 | Total ESS DCharge MWh | 2028: 7300; 2029: 7300; 2030: 6906.0083; 2031: 6964.6867; 2032: 7133.7002; 2033: 7166.9602; 2034: 7200.2201; 2035: 7233.4801; 2036: 7266.74; 2037: 7300; 2038: 7300; 2039: 7300; 2040: 7300; 2041: 7300; 2042: 7300; 2043: 7300; 2044: 7300; 2045: 7300; 2046: 7300; 2047: 7300
|  | 16 | Avg Generation Capacity | 2028: 4.9954; 2029: 5; 2030: 3.9999; 2031: 3.9999; 2032: 3.9999; 2033: 3.9995; 2034: 3.9992; 2035: 3.9988; 2036: 3.9984; 2037: 3.9981; 2038: 3.9983; 2039: 3.9986; 2040: 3.9988; 2041: 3.3325; 2042: 3.3327; 2043: 3.3328; 2044: 3.3329; 2045: 3.333; 2046: 3.3331; 2047: 3.3332
|  | 16 | Avg Transmission Capacity | 2028: 4.9954; 2029: 5; 2030: 3.9999; 2031: 3.9999; 2032: 3.9999; 2033: 3.9995; 2034: 3.9992; 2035: 3.9988; 2036: 3.9984; 2037: 3.9981; 2038: 3.9983; 2039: 3.9986; 2040: 3.9988; 2041: 3.3325; 2042: 3.3327; 2043: 3.3328; 2044: 3.3329; 2045: 3.333; 2046: 3.3331; 2047: 3.3332
|  | 16 | Avg Distribution Capacity | 2028: 4.2096; 2029: 4.2983; 2030: 3.8958; 2031: 3.8924; 2032: 3.7561; 2033: 3.7746; 2034: 3.7932; 2035: 3.8117; 2036: 3.8303; 2037: 3.8488; 2038: 3.8537; 2039: 3.8587; 2040: 3.8636; 2041: 3.2237; 2042: 3.2278; 2043: 3.1807; 2044: 3.1336; 2045: 3.0864; 2046: 3.0393; 2047: 2.9922
|  | 16 | GHG Impacts | 2028: 7300; 2029: 7300; 2030: 6906.0083; 2031: 6964.4153; 2032: 7132.8674; 2033: 7164.6419; 2034: 7196.4164; 2035: 7228.1909; 2036: 7259.9654; 2037: 7291.7399; 2038: 7278.3057; 2039: 7264.8716; 2040: 7251.4375; 2041: 7238.0034; 2042: 7224.5692; 2043: 7192.2613; 2044: 7159.9533; 2045: 7127.6454; 2046: 7095.3374; 2047: 7063.0295
|  | 16 | Market Price Effects - Wholesale Energy | 2028: 7300; 2029: 7300; 2030: 6906.0083; 2031: 6964.6867; 2032: 7133.7002; 2033: 7166.9602; 2034: 7200.2201; 2035: 7233.4801; 2036: 7266.74; 2037: 7300; 2038: 7300; 2039: 7300; 2040: 7300; 2041: 7300; 2042: 7300; 2043: 7300; 2044: 7300; 2045: 7300; 2046: 7300; 2047: 7300
|  | 16 | Market Price Effects - Wholesale Capacity | 2028: 0; 2029: 0; 2030: 0; 2031: 0; 2032: 0; 2033: 0; 2034: 0; 2035: 0; 2036: 0; 2037: 0; 2038: 0; 2039: 0; 2040: 0; 2041: 0; 2042: 0; 2043: 0; 2044: 0; 2045: 0; 2046: 0; 2047: 0
16
| ` | 17 | Case 17¦Residential - Large (25 kW / 50 kWh) - Sensitivity
|  | 17 |  | 2025 | 2026 | 2027 | 2028 | 2029 | 2030 | 2031 | 2032 | 2033 | 2034 | 2035 | 2036 | 2037 | 2038 | 2039 | 2040 | 2041 | 2042 | 2043 | 2044 | 2045 | 2046 | 2047 | 2048 | 2049 | 2050 | 2051 | 2052 | 2053 | 2054 | 2055 | 2056 | 2057 | 2058 | 2059 | 2060
|  | 17 | Capacity - PJM Market |  |  |  | 0 | 0 | 0 | 0 | 0 | 0 | 0 | 0 | 0 | 0 | 0 | 0 | 0 | 0 | 0 | 0 | 0 | 0 | 0 | 0 | 0 | 0 | 0 | 0 | 0 | 0 | 0 | 0 | 0 | 0 | 0 | 0 | 0
|  | 17 | Energy Arbitrage - PJM Market | 2028: 0; 2029: 0; 2030: 0; 2031: 0; 2032: 0; 2033: 0; 2034: 0; 2035: 0; 2036: 0; 2037: 0; 2038: 0; 2039: 0; 2040: 0; 2041: 0; 2042: 0; 2043: 0; 2044: 0; 2045: 0; 2046: 0
|  | 17 | Spin- PJM Market | 2028: 0; 2029: 0; 2030: 0; 2031: 0; 2032: 0; 2033: 0; 2034: 0; 2035: 0; 2036: 0; 2037: 0; 2038: 0; 2039: 0; 2040: 0; 2041: 0; 2042: 0; 2043: 0; 2044: 0; 2045: 0; 2046: 0
|  | 17 | Non-Spin - PJM Market | 2028: 0; 2029: 0; 2030: 0; 2031: 0; 2032: 0; 2033: 0; 2034: 0; 2035: 0; 2036: 0; 2037: 0; 2038: 0; 2039: 0; 2040: 0; 2041: 0; 2042: 0; 2043: 0; 2044: 0; 2045: 0; 2046: 0
|  | 17 | Regulation - PJM Market | 2028: 0; 2029: 0; 2030: 0; 2031: 0; 2032: 0; 2033: 0; 2034: 0; 2035: 0; 2036: 0; 2037: 0; 2038: 0; 2039: 0; 2040: 0; 2041: 0; 2042: 0; 2043: 0; 2044: 0; 2045: 0; 2046: 0
|  | 17 | Incurred Energy Charges | 2028: 0; 2029: 0; 2030: 0; 2031: 0; 2032: 0; 2033: 0; 2034: 0; 2035: 0; 2036: 0; 2037: 0; 2038: 0; 2039: 0; 2040: 0; 2041: 0; 2042: 0; 2043: 0; 2044: 0; 2045: 0; 2046: 0
|  | 17 | As Used Demand Charges | 2028: 0; 2029: 0; 2030: 0; 2031: 0; 2032: 0; 2033: 0; 2034: 0; 2035: 0; 2036: 0; 2037: 0; 2038: 0; 2039: 0; 2040: 0; 2041: 0; 2042: 0; 2043: 0; 2044: 0; 2045: 0; 2046: 0
|  | 17 | Contract Demand Charges Fixed | 2028: 0; 2029: 0; 2030: 0; 2031: 0; 2032: 0; 2033: 0; 2034: 0; 2035: 0; 2036: 0; 2037: 0; 2038: 0; 2039: 0; 2040: 0; 2041: 0; 2042: 0; 2043: 0; 2044: 0; 2045: 0; 2046: 0
|  | 17 | Customer Charges/ Fixed Charges | 2028: 0; 2029: 0; 2030: 0; 2031: 0; 2032: 0; 2033: 0; 2034: 0; 2035: 0; 2036: 0; 2037: 0; 2038: 0; 2039: 0; 2040: 0; 2041: 0; 2042: 0; 2043: 0; 2044: 0; 2045: 0; 2046: 0
|  | 17 | Energy Savings | 2028: 1924.3103; 2029: 1602.9361; 2030: 1677.1214; 2031: 1763.3621; 2032: 2061.0466; 2033: 2068.067; 2034: 2075.0874; 2035: 2082.1077; 2036: 2089.1281; 2037: 2096.1485; 2038: 2197.4666; 2039: 2298.7847; 2040: 2400.1028; 2041: 2501.421; 2042: 2602.7391; 2043: 2707.6547; 2044: 2812.5703; 2045: 2917.4859; 2046: 3022.4016; 2047: 3127.3172
|  | 17 | Demand Savings | 2028: 0; 2029: 0; 2030: 0; 2031: 0; 2032: 0; 2033: 0; 2034: 0; 2035: 0; 2036: 0; 2037: 0; 2038: 0; 2039: 0; 2040: 0; 2041: 0; 2042: 0; 2043: 0; 2044: 0; 2045: 0; 2046: 0
|  | 17 | Energy Generation - Export | 2028: 0; 2029: 0; 2030: 0; 2031: 0; 2032: 0; 2033: 0; 2034: 0; 2035: 0; 2036: 0; 2037: 0; 2038: 0; 2039: 0; 2040: 0; 2041: 0; 2042: 0; 2043: 0; 2044: 0; 2045: 0; 2046: 0
|  | 17 | Generation Capacity | 2028: 1822.8969; 2029: 1822.8969; 2030: 1458.3175; 2031: 1458.3175; 2032: 1458.3175; 2033: 1458.3175; 2034: 1458.3175; 2035: 1458.3175; 2036: 1458.3175; 2037: 1458.3175; 2038: 1501.8331; 2039: 1545.3487; 2040: 1588.8642; 2041: 1632.3798; 2042: 1675.8954; 2043: 1722.5376; 2044: 1769.1798; 2045: 1815.822; 2046: 1862.4642; 2047: 1909.1064
|  | 17 | Transmission Capacity | 2028: 610.8102; 2029: 610.8102; 2030: 488.6482; 2031: 488.6482; 2032: 488.6482; 2033: 488.6482; 2034: 488.6482; 2035: 488.6482; 2036: 488.6482; 2037: 488.6482; 2038: 496.2373; 2039: 503.8265; 2040: 511.4157; 2041: 519.0049; 2042: 526.5941; 2043: 541.2498; 2044: 555.9056; 2045: 570.5613; 2046: 585.2171; 2047: 599.8728
|  | 17 | Distribution Capacity | 2028: 167.1897; 2029: 158.2821; 2030: 153.4856; 2031: 131.5591; 2032: 171.3009; 2033: 168.4231; 2034: 165.5452; 2035: 162.6674; 2036: 159.7895; 2037: 156.9117; 2038: 171.2519; 2039: 185.5921; 2040: 199.9323; 2041: 214.2725; 2042: 228.6127; 2043: 230.7358; 2044: 232.8589; 2045: 234.982; 2046: 237.1051; 2047: 239.2281
|  | 17 | GHG Impacts | 2028: 718.322; 2029: 588.4922; 2030: 315.3021; 2031: 411.5598; 2032: 565.8356; 2033: 695.0282; 2034: 824.2208; 2035: 953.4133; 2036: 1082.6059; 2037: 1211.7985; 2038: 1308.0384; 2039: 1404.2784; 2040: 1500.5183; 2041: 1596.7583; 2042: 1692.9982; 2043: 1798.0212; 2044: 1903.0443; 2045: 2008.0673; 2046: 2113.0903; 2047: 2218.1134
|  | 17 | Market Price Effects - Wholesale Energy | 2028: 114.6565; 2029: 197.7129; 2030: 271.6231; 2031: 275.9171; 2032: 349.5039; 2033: 315.5261; 2034: 281.5483; 2035: 247.5704; 2036: 213.5926; 2037: 179.6148; 2038: 210.6517; 2039: 241.6886; 2040: 272.7256; 2041: 303.7625; 2042: 334.7994; 2043: 350.0209; 2044: 365.2424; 2045: 380.4639; 2046: 395.6853; 2047: 410.9068
|  | 17 | Market Price Effects - Wholesale Capacity | 2028: 0; 2029: 0; 2030: 0; 2031: 0; 2032: 0; 2033: 0; 2034: 0; 2035: 0; 2036: 0; 2037: 0; 2038: 0; 2039: 0; 2040: 0; 2041: 0; 2042: 0; 2043: 0; 2044: 0; 2045: 0; 2046: 0; 2047: 0
|  | 17 | Avoided Cost of Participant Backup Generator | 2028: 10000; 2029: 0; 2030: 0; 2031: 0; 2032: 0; 2033: 0; 2034: 0; 2035: 0; 2036: 0; 2037: 0; 2038: 0; 2039: 0; 2040: 0; 2041: 0; 2042: 0; 2043: 0; 2044: 0; 2045: 0; 2046: 0; 2047: 0
|  | 17 | Full Eq DoD Cycle | 2028: 365; 2029: 365; 2030: 365; 2031: 365; 2032: 365; 2033: 365; 2034: 365; 2035: 365; 2036: 365; 2037: 365; 2038: 365; 2039: 365; 2040: 365; 2041: 365; 2042: 365; 2043: 365; 2044: 365; 2045: 365; 2046: 365; 2047: 365
|  | 17 | Export MWh | 2028: 31.202; 2029: 30.962; 2030: 30.52; 2031: 30.413; 2032: 30.34; 2033: 30.298; 2034: 30.256; 2035: 30.214; 2036: 30.172; 2037: 30.13; 2038: 30.0504; 2039: 29.9708; 2040: 29.8912; 2041: 29.8116; 2042: 29.732; 2043: 29.7216; 2044: 29.7112; 2045: 29.7008; 2046: 29.6904; 2047: 29.68
|  | 17 | Charge MWh
|  | 17 | Total ESS Charge MWh | 2028: 21.4223; 2029: 21.4223; 2030: 21.4223; 2031: 21.4223; 2032: 21.4223; 2033: 21.4223; 2034: 21.4223; 2035: 21.4223; 2036: 21.4223; 2037: 21.4223; 2038: 21.4223; 2039: 21.4223; 2040: 21.4223; 2041: 21.4223; 2042: 21.4223; 2043: 21.4223; 2044: 21.4223; 2045: 21.4223; 2046: 21.4223; 2047: 21.4223
|  | 17 | Avg Generation Capacity | 2028: 0; 2029: 0; 2030: 0; 2031: 0; 2032: 0; 2033: 0; 2034: 0; 2035: 0; 2036: 0; 2037: 0; 2038: 0; 2039: 0; 2040: 0; 2041: 0; 2042: 0; 2043: 0; 2044: 0; 2045: 0; 2046: 0; 2047: 0
|  | 17 | Avg Transmission Capacity | 2028: 0; 2029: 0; 2030: 0; 2031: 0; 2032: 0; 2033: 0; 2034: 0; 2035: 0; 2036: 0; 2037: 0; 2038: 0; 2039: 0; 2040: 0; 2041: 0; 2042: 0; 2043: 0; 2044: 0; 2045: 0; 2046: 0; 2047: 0.022
|  | 17 | Avg Distribution Capacity | 2028: 0; 2029: 0; 2030: 0; 2031: 0; 2032: 0; 2033: 0; 2034: 0; 2035: 0; 2036: 0; 2037: 0; 2038: 0; 2039: 0; 2040: 0; 2041: 0; 2042: 0; 2043: 0; 2044: 0; 2045: 0; 2046: 0; 2047: 0.022
|  | 17 | GHG Impacts | 2028: 21.3973; 2029: 21.2253; 2030: 20.7371; 2031: 19.922; 2032: 18.421; 2033: 17.1482; 2034: 15.8754; 2035: 14.6026; 2036: 13.3298; 2037: 12.057; 2038: 11.4216; 2039: 10.7862; 2040: 10.1508; 2041: 9.5154; 2042: 8.88; 2043: 8.4768; 2044: 8.0736; 2045: 7.6704; 2046: 7.2672; 2047: 6.864
|  | 17 | Market Price Effects - Wholesale Energy | 2028: 21.4223; 2029: 21.4223; 2030: 21.4223; 2031: 21.422; 2032: 21.422; 2033: 21.422; 2034: 21.422; 2035: 21.422; 2036: 21.422; 2037: 21.422; 2038: 21.4216; 2039: 21.4212; 2040: 21.4208; 2041: 21.4204; 2042: 21.42; 2043: 21.4204; 2044: 21.4208; 2045: 21.4212; 2046: 21.4216; 2047: 21.422
|  | 17 | Market Price Effects - Wholesale Capacity | 2028: 0; 2029: 0; 2030: 0; 2031: 0; 2032: 0; 2033: 0; 2034: 0; 2035: 0; 2036: 0; 2037: 0; 2038: 0; 2039: 0; 2040: 0; 2041: 0; 2042: 0; 2043: 0; 2044: 0; 2045: 0; 2046: 0; 2047: 0
|  | 17 | Disharge MWh
|  | 17 | Total ESS DCharge MWh | 2028: 18.25; 2029: 18.25; 2030: 18.25; 2031: 18.25; 2032: 18.25; 2033: 18.25; 2034: 18.25; 2035: 18.25; 2036: 18.25; 2037: 18.25; 2038: 18.25; 2039: 18.25; 2040: 18.25; 2041: 18.25; 2042: 18.25; 2043: 18.25; 2044: 18.25; 2045: 18.25; 2046: 18.25; 2047: 18.25
|  | 17 | Avg Generation Capacity | 2028: 1.6; 2029: 1.6; 2030: 1.6; 2031: 1.6; 2032: 1.6; 2033: 1.6; 2034: 1.6; 2035: 1.6; 2036: 1.6; 2037: 1.6; 2038: 1.6; 2039: 1.6; 2040: 1.6; 2041: 1.6; 2042: 1.6; 2043: 1.6; 2044: 1.6; 2045: 1.6; 2046: 1.6; 2047: 1.6
|  | 17 | Avg Transmission Capacity | 2028: 1.6; 2029: 1.6; 2030: 1.6; 2031: 1.6; 2032: 1.6; 2033: 1.6; 2034: 1.6; 2035: 1.6; 2036: 1.6; 2037: 1.6; 2038: 1.6; 2039: 1.6; 2040: 1.6; 2041: 1.6; 2042: 1.6; 2043: 1.6; 2044: 1.6; 2045: 1.6; 2046: 1.6; 2047: 1.6
|  | 17 | Avg Distribution Capacity | 2028: 1.22; 2029: 1.155; 2030: 1.12; 2031: 0.96; 2032: 1.25; 2033: 1.229; 2034: 1.208; 2035: 1.187; 2036: 1.166; 2037: 1.145; 2038: 1.174; 2039: 1.203; 2040: 1.232; 2041: 1.261; 2042: 1.29; 2043: 1.269; 2044: 1.248; 2045: 1.227; 2046: 1.206; 2047: 1.185
|  | 17 | GHG Impacts | 2028: 18.25; 2029: 18.25; 2030: 18.25; 2031: 18.25; 2032: 18.25; 2033: 18.25; 2034: 18.25; 2035: 18.25; 2036: 18.25; 2037: 18.13; 2038: 18.25; 2039: 18.25; 2040: 18.25; 2041: 18.25; 2042: 17.7; 2043: 18.25; 2044: 18.25; 2045: 18.25; 2046: 18.25; 2047: 17.1
|  | 17 | Market Price Effects - Wholesale Energy | 2028: 18.25; 2029: 18.25; 2030: 18.25; 2031: 18.25; 2032: 18.25; 2033: 18.25; 2034: 18.25; 2035: 18.25; 2036: 18.25; 2037: 18.25; 2038: 18.25; 2039: 18.25; 2040: 18.25; 2041: 18.25; 2042: 18.25; 2043: 18.25; 2044: 18.25; 2045: 18.25; 2046: 18.25; 2047: 18.25
|  | 17 | Market Price Effects - Wholesale Capacity | 2028: 0; 2029: 0; 2030: 0; 2031: 0; 2032: 0; 2033: 0; 2034: 0; 2035: 0; 2036: 0; 2037: 0; 2038: 0; 2039: 0; 2040: 0; 2041: 0; 2042: 0; 2043: 0; 2044: 0; 2045: 0; 2046: 0; 2047: 0
17
Please note: all benefits values that are in blue are direct inputs from CES's CoMETS optimization platform. These values should not be edited here directly.

## Inputs
Inputs
| 1 | 2 | 3 | 4 | 5 | 6 | 7 | 8 | 9 | 10 | 11 | 12 | 13 | 14 | 15 | 16 | 17 | 18 | 19 | 20 | 21 | 22 | 23 | 24 | 25 | 26 | 27 | 28
| 1 | 2 | 3 | 4 | 5 | 6 | 7 | 8 | 9 | 10 | 11 | 12 | 13 | 14 | 15 | 16 | 17 | 18 | 19 | 20 | 21 | 22 | 23 | 24 | 25 | 26 | 27 | 28
|  |  |  | 2028 |  | User Inputs
[14 empty] | 1 | 2 | 3 | 4 | 5 | 6 | 7 | 8 | 9 | 10 | 11 | 12 | 13 | 14 | 15 | 16 | 17 | 18 | 19 | 20 | 21 | 22 | 23 | 24 | 25 | 26 | 27 | 28 | 29 | 30 | 31 | 32 | 33 | 34 | 35 | 36 | 37 | 38 | 39 | 40 | 41 | 42 | 43 | 44 | 45 | 46 | 47 | 48 | 49 | 50 | 51 | 52 | 53 | 54 | 55 | 56 | 57 | 58 | 59 | 60 | 61
[14 empty] | Investment Term | RE Parameters |  |  | ESS Parameters | [11 empty] | Capex | [14 empty] | OPEX | [8 empty] | Capital Structure | [10 empty] | Others
[8 empty] | Topology | [6 empty] | RE Capacity | RE Capacity Factor | Degradation % of prior year's production | Incremental Storage Economics? | ESS Capacity | ESS Duration | Energy Rating (at COD) | Round-trip Efficiency | SOC Low | SOC High | System Availability | Storage Life (Warranty) | Annual DoD Cycles | Charging Through RE |  | RE or DR equipment price | ESS (DC system) Price | PCS/Inverter Price | RE Equipment Cost | ESS (DC system) Cost | PCS/Inverter Cost | Transformer | Development + Construction | Incremental Interconnection - MEAN | Total Installed Cost | Third Party and Other Costs | Contingency | Contingency | Total Capital Cost |  | RE or DR O&M (Levelized to COD yr) | ESS O&M (including warranties, Levelized to COD year) | RE O&M Cost | ESS O&M Cost (including warranties) | Total O&M Cost | O&M Escalation | Storage Charging Cost (RE) | Storage Charging Cost (Grid) |  | Debt | Equity | Debt Amount | Equity Amount | Debt Method | Interest Rate | Loan Tenure | Cost of Equity | Income Tax Rate (Federal + State) | WACC |  | Depreciation (Book) | Depreciation (MACR) | Working Capital | Interest on Working Capital | RE ITC | Standalone ESS ITC | ITC Years | ITC Basis Reduction for Depreciation | One-Time Avoided Cost of Participant Backup Generator
| Case Count | New Standard Config # | Description | Tech Detail | Context | Category | Standard Technology 1 | Configuration | IFOM/BTM | Interconnection Level | Location/Zone | Model Economics (Y/N) | PJM Capacity Revenue (Yes:1, No:0) | Years | MW | % | % | Yes:1, No:0 | MW | Hrs | MWh | % | % | % | % | Years | # | % |  | $/kW | $/kWh | $/kW | $ | $ | $ | $ | $ | $ | $ | $ | % of EPC | $ | $ |  | $/kW/yr | $/kWh/yr | $ | $ | $ | % | $/MWh | $/MWh |  | % | % | $ | $ | 1: Mortgage, 2: Amortization | % | Years | % | % | % |  | Years | Years | Months of O&M | % | % | % of ESS Cost | Years | % | $/kW
1 | 1 | 1-1 | Residential - Small (5 kW/10 kWh) |  |  | Residential | Solar PV + BESS | Resi Rooftop - Net Metering | BTM | Distribution | MD / BGE | Y | 0 | 20 | NA | NA | NA | 1 | 0.005 | 2 | 0.01 | 85% | 20% | 100% | 95% | 20 | 365 | 0% |  | NA | NA | NA | NA | NA | NA | NA | NA | NA | 14041 | 0 | 0% | 0 | 14041 |  | NA | NA | NA | 385 | 385 | 2% | NA | NA |  | 0% | 100% | 0 | 14041 | 1 | 7% | 10 | 12.5% | 29.25% | 12.5% |  | 20 | 7 | 0 | 12% | 0% | 30% | 1 | 50% | 400
2 | 2 | 1-2 | Residential - Large (25 kW / 50 kWh) |  |  | Residential | Solar PV + BESS | Resi Rooftop - Net Metering | BTM | Distribution | MD / BGE | Y | 0 | 20 | NA | NA | NA | 1 | 0.025 | 2 | 0.05 | 85% | 20% | 100% | 95% | 20 | 365 | 0% |  | NA | NA | NA | NA | NA | NA | NA | NA | NA | 41541 | 0 | 0% | 0 | 41541 |  | NA | NA | NA | 1925 | 1925 | 2% | NA | NA |  | 25% | 75% | 10385.25 | 31155.75 | 1 | 7% | 10 | 12.5% | 29.25% | 10.61% |  | 20 | 7 | 0 | 12% | 0% | 30% | 1 | 50% | 400
3 | 3 | 2-1 | C&I - Small (0.5 MW/1 MWh) |  |  | C&I | Standalone BESS | n/a | BTM | Distribution | MD / BGE | Y | 0 | 20 | NA | NA | NA | 0 | 0.5 | 2 | 1 | 85% | 10% | 100% | 95% | 20 | 365 | 0% |  | NA | NA | NA | NA | NA | NA | NA | NA | NA | 610470.8 | 0 | 0% | 0 | 610470.8 |  | NA | NA | NA | 16500 | 16500 | 2% | NA | NA |  | 50% | 50% | 305235.4 | 305235.4 | 1 | 7% | 10 | 12.5% | 29.25% | 8.726% |  | 20 | 7 | 0 | 12% | 0% | 30% | 1 | 50% | 0
4 | 4 | 2-2 | C&I - Small (0.5 MW/2 MWh) |  |  | C&I | Standalone BESS | n/a | BTM | Distribution | MD / BGE | Y | 0 | 20 | NA | NA | NA | 0 | 0.5 | 4 | 2 | 85% | 10% | 100% | 95% | 20 | 365 | 0% |  | NA | NA | NA | NA | NA | NA | NA | NA | NA | 1070941.5999 | 0 | 0% | 0 | 1070941.5999 |  | NA | NA | NA | 21500 | 21500 | 2% | NA | NA |  | 50% | 50% | 535470.8 | 535470.8 | 1 | 7% | 10 | 12.5% | 29.25% | 8.726% |  | 20 | 7 | 0 | 12% | 0% | 30% | 1 | 50% | 0
5 | 5 | 2-3 | C&I - Medium (1 MW / 2 MWh) |  |  | C&I | Standalone BESS | n/a | BTM | Distribution | MD / BGE | Y | 0 | 20 | NA | NA | NA | 0 | 1 | 2 | 2 | 85% | 10% | 100% | 95% | 20 | 365 | 0% |  | NA | NA | NA | NA | NA | NA | NA | NA | NA | 1220941.5999 | 0 | 0% | 0 | 1220941.5999 |  | NA | NA | NA | 33000 | 33000 | 2% | NA | NA |  | 60% | 40% | 732564.9599 | 488376.64 | 1 | 7% | 10 | 12.5% | 29.25% | 7.972% |  | 20 | 7 | 0 | 12% | 0% | 30% | 1 | 50% | 0
6 | 6 | 2-4 | C&I - Medium (1 MW / 4 MWh) |  |  | C&I | Standalone BESS | n/a | BTM | Distribution | MD / BGE | Y | 0 | 20 | NA | NA | NA | 0 | 1 | 4 | 4 | 85% | 10% | 100% | 95% | 20 | 365 | 0% |  | NA | NA | NA | NA | NA | NA | NA | NA | NA | 2141883.1998 | 0 | 0% | 0 | 2141883.1998 |  | NA | NA | NA | 43000 | 43000 | 2% | NA | NA |  | 60% | 40% | 1285129.9199 | 856753.2799 | 1 | 7% | 10 | 12.5% | 29.25% | 7.972% |  | 20 | 7 | 0 | 12% | 0% | 30% | 1 | 50% | 0
7 | 7 | 2-5 | C&I - Large (2 MW / 4 MWh) |  |  | C&I | Standalone BESS | n/a | BTM | Distribution | MD / BGE | Y | 0 | 20 | NA | NA | NA | 0 | 2 | 2 | 4 | 85% | 10% | 100% | 95% | 20 | 365 | 0% |  | NA | NA | NA | NA | NA | NA | NA | NA | NA | 2441883.1998 | 0 | 0% | 0 | 2441883.1998 |  | NA | NA | NA | 66000 | 66000 | 2% | NA | NA |  | 60% | 40% | 1465129.9199 | 976753.2799 | 1 | 7% | 10 | 12.5% | 29.25% | 7.972% |  | 20 | 7 | 0 | 12% | 0% | 30% | 1 | 50% | 0
8 | 8 | 2-6 | C&I - Large (2 MW / 8 MWh) |  |  | C&I | Standalone BESS | n/a | BTM | Distribution | MD / BGE | Y | 0 | 20 | NA | NA | NA | 0 | 2 | 4 | 8 | 85% | 10% | 100% | 95% | 20 | 365 | 0% |  | NA | NA | NA | NA | NA | NA | NA | NA | NA | 4283766.3996 | 0 | 0% | 0 | 4283766.3996 |  | NA | NA | NA | 86000 | 86000 | 2% | NA | NA |  | 60% | 40% | 2570259.8398 | 1713506.5598 | 1 | 7% | 10 | 12.5% | 29.25% | 7.972% |  | 20 | 7 | 0 | 12% | 0% | 30% | 1 | 50% | 0
9 | 9 | 3-1a | FTM - Market Participant (2 MW / 4 MWh) |  |  | FTM | Standalone BESS | n/a | FTM | Distribution | MD / BGE | Y | 1 | 20 | NA | NA | NA | 0 | 2 | 2 | 4 | 85% | 0% | 100% | 95% | 20 | 365 | 0% |  | NA | NA | NA | NA | NA | NA | NA | NA | NA | 2640787.5799 | 0 | 0% | 0 | 2640787.5799 |  | NA | NA | NA | 44000 | 44000 | 2% | NA | NA |  | 40% | 60% | 1056315.0319 | 1584472.5479 | 1 | 7% | 10 | 17.5% | 29.25% | 12.48% |  | 20 | 7 | 0 | 12% | 0% | 30% | 1 | 50% | 0
10 | 10 | 3-2a | FTM - Market Participant (2 MW / 8 MWh) |  |  | FTM | Standalone BESS | n/a | FTM | Distribution | MD / BGE | Y | 1 | 20 | NA | NA | NA | 0 | 2 | 4 | 8 | 85% | 0% | 100% | 95% | 20 | 365 | 0% |  | NA | NA | NA | NA | NA | NA | NA | NA | NA | 4218592.7523 | 0 | 0% | 0 | 4218592.7523 |  | NA | NA | NA | 92000 | 92000 | 2% | NA | NA |  | 40% | 60% | 1687437.1009 | 2531155.6514 | 1 | 7% | 10 | 17.5% | 29.25% | 12.48% |  | 20 | 7 | 0 | 12% | 0% | 30% | 1 | 50% | 0
11 | 11 | 3-3a | FTM - Market Participant (5 MW / 10 MWh) |  |  | FTM | Standalone BESS | n/a | FTM | Distribution | MD / BGE | Y | 1 | 20 | NA | NA | NA | 0 | 5 | 2 | 10 | 85% | 0% | 100% | 95% | 20 | 365 | 0% |  | NA | NA | NA | NA | NA | NA | NA | NA | NA | 6601968.9496 | 0 | 0% | 0 | 6601968.9496 |  | NA | NA | NA | 110000 | 110000 | 2% | NA | NA |  | 45% | 55% | 2970886.0273 | 3631082.9223 | 1 | 7% | 10 | 17.5% | 29.25% | 11.85% |  | 20 | 7 | 0 | 12% | 0% | 30% | 1 | 50% | 0
12 | 12 | 3-4a | FTM - Market Participant (5 MW / 20 MWh) |  |  | FTM | Standalone BESS | n/a | FTM | Distribution | MD / BGE | Y | 1 | 20 | NA | NA | NA | 0 | 5 | 4 | 20 | 85% | 0% | 100% | 95% | 20 | 365 | 0% |  | NA | NA | NA | NA | NA | NA | NA | NA | NA | 10546481.8809 | 0 | 0% | 0 | 10546481.8809 |  | NA | NA | NA | 230000 | 230000 | 2% | NA | NA |  | 40% | 60% | 4218592.7523 | 6327889.1285 | 1 | 7% | 10 | 17.5% | 29.25% | 12.48% |  | 20 | 7 | 0 | 12% | 0% | 30% | 1 | 50% | 0
13 | 13 | 3-1b | FTM - Load Reducer (2 MW / 4 MWh) |  |  | FTM | Standalone BESS | n/a | FTM | Distribution | MD / BGE | Y | 0 | 20 | NA | NA | NA | 0 | 2 | 2 | 4 | 85% | 0% | 100% | 95% | 20 | 365 | 0% |  | NA | NA | NA | NA | NA | NA | NA | NA | NA | 2640787.5799 | 0 | 0% | 0 | 2640787.5799 |  | NA | NA | NA | 44000 | 44000 | 2% | NA | NA |  | 40% | 60% | 1056315.0319 | 1584472.5479 | 1 | 7% | 10 | 17.5% | 29.25% | 12.48% |  | 20 | 7 | 0 | 12% | 0% | 30% | 1 | 50% | 0
14 | 14 | 3-2b | FTM - Load Reducer (2 MW / 8 MWh) |  |  | FTM | Standalone BESS | n/a | FTM | Distribution | MD / BGE | Y | 0 | 20 | NA | NA | NA | 0 | 2 | 4 | 8 | 85% | 0% | 100% | 95% | 20 | 365 | 0% |  | NA | NA | NA | NA | NA | NA | NA | NA | NA | 4218592.7523 | 0 | 0% | 0 | 4218592.7523 |  | NA | NA | NA | 92000 | 92000 | 2% | NA | NA |  | 50% | 50% | 2109296.3762 | 2109296.3762 | 1 | 7% | 10 | 17.5% | 29.25% | 11.23% |  | 20 | 7 | 0 | 12% | 0% | 30% | 1 | 50% | 0
15 | 15 | 3-3b | FTM - Load Reducer (5 MW / 10 MWh) |  |  | FTM | Standalone BESS | n/a | FTM | Distribution | MD / BGE | Y | 0 | 20 | NA | NA | NA | 0 | 5 | 2 | 10 | 85% | 0% | 100% | 95% | 20 | 365 | 0% |  | NA | NA | NA | NA | NA | NA | NA | NA | NA | 6601968.9496 | 0 | 0% | 0 | 6601968.9496 |  | NA | NA | NA | 110000 | 110000 | 2% | NA | NA |  | 40% | 60% | 2640787.5799 | 3961181.3698 | 1 | 7% | 10 | 17.5% | 29.25% | 12.48% |  | 20 | 7 | 0 | 12% | 0% | 30% | 1 | 50% | 0
16 | 16 | 3-4b | FTM - Load Reducer (5 MW / 20 MWh) |  |  | FTM | Standalone BESS | n/a | FTM | Distribution | MD / BGE | Y | 0 | 20 | NA | NA | NA | 0 | 5 | 4 | 20 | 85% | 0% | 100% | 95% | 20 | 365 | 0% |  | NA | NA | NA | NA | NA | NA | NA | NA | NA | 10546481.8809 | 0 | 0% | 0 | 10546481.8809 |  | NA | NA | NA | 230000 | 230000 | 2% | NA | NA |  | 50% | 50% | 5273240.9404 | 5273240.9404 | 1 | 7% | 10 | 17.5% | 29.25% | 11.23% |  | 20 | 7 | 0 | 12% | 0% | 30% | 1 | 50% | 0
17 | 17 | 1-2B | Residential - Large (25 kW / 50 kWh) - Sensitivity |  |  | Residential | Solar PV + BESS | Resi Rooftop - Net Metering | BTM | Distribution | MD / BGE | Y | 0 | 20 | NA | NA | NA | 1 | 0.025 | 2 | 0.05 | 85% | 20% | 100% | 95% | 20 | 365 | 0% |  | NA | NA | NA | NA | NA | NA | NA | NA | NA | 41541 | 0 | 0% | 0 | 41541 |  | NA | NA | NA | 1925 | 1925 | 2% | NA | NA |  | 25% | 75% | 10385.25 | 31155.75 | 1 | 7% | 10 | 12.5% | 29.25% | 10.61% |  | 20 | 7 | 0 | 12% | 0% | 30% | 1 | 50% | 400
The ESS parameters are shown for reference. Changing these values will not impact the results in the model.
The ESS parameters are are locked in the model. Changing these values will not impact the results in the model.
The RE parameters are shown for reference. Changing these values will not impact the results in the model.
Total Installed Cost can be modified in the model and it will impact gap results.
OpEx can be modified in the model and it will impact gap results.
Total Installed Cost can be modified in the model and it will impact gap results.
Capital Structure can be modified in the model and it will impact gap results.
Deprecitation and ITC values can be changed in the model and it will impact modeling results.
Avoided Cost of Participant Backup Generator can be modified in the model and it will impact gap results.
The RE parameters are shown for reference. Changing these values will not impact the results in the model.
Project configurations are locked in the model and cannot be changed.
Users can edit project cost information (CapEx, OpEx) on this tab.

## Capacity Values
Capacity Values
Capacity Calculation - For the Market Participants
| Capacity price forecast source: | EmPOWER values and 2% escalation past 2036
| ELCC Values Source: | PJM ELCC Forecasts and fixing value at 38% past 3025
|  | 2027 | 2028 | 2029 | 2030 | 2031 | 2032 | 2033 | 2034 | 2035 | 2036 | 2037 | 2038 | 2039 | 2040 | 2041 | 2042 | 2043 | 2044 | 2045 | 2046 | 2047
| Capacity Price Forecast ($/MW-day) | 330 | 325 | 397 | 504 | 517 | 531 | 545 | 559 | 574 | 589 | 605 | 621 | 637 | 654 | 671 | 689 | 707 | 726 | 745 | 764 | 785
Capacity Credit
ESS duration
0 | bar: PJM ELCC Forecasts and fixing value at 38% past 3025 2027 to PJM ELCC Forecasts and fixing value at 38% past 3025 2046
| 2 | 27.5% | 29.5% | 27% | 23.5% | 19.5% | 16% | 15% | 14.5% | 14% | 13.5% | 13% | 12.5% | 12% | 11.5% | 11% | 10.5% | 10% | 9.5% | 9% | 8.5% | 8%
| 4 | 55% | 59% | 54% | 47% | 39% | 32% | 30% | 29% | 28% | 27% | 26% | 25% | 24% | 23% | 22% | 21% | 20% | 19% | 18% | 17% | 16%
Expected Performance Bonus(Penalty) as % of Annual Capacity Revenue
ESS duration
0 | bar: PJM ELCC Forecasts and fixing value at 38% past 3025 2027 to PJM ELCC Forecasts and fixing value at 38% past 3025 2046
| 2 | -0.76% | -1.26% | -1.87% | -3.07% | -3.44% | -3.7% | -3.53% | -3.92% | -3.33% | -1.57% | -1.01% | -0.81% | -0.73% | -0.74% | -0.65% | -0.6% | -0.65% | -0.46% | -0.12% | -0.16% | -0.16%
| 4 | -0.48% | -1.11% | -1.46% | -2.42% | -2.38% | -3.34% | -3.08% | -3.83% | -3% | -1.34% | -0.89% | -0.63% | -0.49% | -0.73% | -0.53% | -0.58% | -0.51% | -0.38% | -0.11% | -0.11% | -0.11%
| FTM - Market Participant (2 MW / 4 MWh) | 65744.019 | 69106.8918 | 76785.4493 | 83806.8412 | 71063.2837 | 59726.0304 | 57570.8843 | 56850.6801 | 56709.3288 | 57134.6286 | 56834.6136 | 56207.2534 | 55393.8512 | 54497.0156 | 53531.0716 | 52494.9789 | 51275.5285 | 50116.4987 | 48887.7642 | 47330.3501 | 45770.6496
| FTM - Market Participant (2 MW / 8 MWh) | 131859.024 | 138423.7497 | 154212.538 | 168737.6779 | 143686.7804 | 119898.6106 | 115678.866 | 113807.8665 | 113805.832 | 114536.2685 | 113807.0219 | 112618.5053 | 111055.5482 | 109005.0118 | 107191.4582 | 105011.0825 | 102695.5678 | 100313.5544 | 97785.3177 | 94708.1064 | 91587.1432
| FTM - Market Participant (5 MW / 10 MWh) | 164360.0475 | 172767.2294 | 191963.6233 | 209517.1029 | 177658.2093 | 149315.076 | 143927.2106 | 142126.7003 | 141773.3219 | 142836.5715 | 142086.5339 | 140518.1334 | 138484.6281 | 136242.539 | 133827.6789 | 131237.4472 | 128188.8213 | 125291.2468 | 122219.4105 | 118325.8752 | 114426.624
| FTM - Market Participant (5 MW / 20 MWh) | 329647.56 | 346059.3744 | 385531.3449 | 421844.1948 | 359216.951 | 299746.5264 | 289197.165 | 284519.6663 | 284514.58 | 286340.6714 | 284517.5548 | 281546.2631 | 277638.8706 | 272512.5296 | 267978.6456 | 262527.7063 | 256738.9195 | 250783.8861 | 244463.2942 | 236770.2659 | 228967.858
Capacity forecasts and ELCC Values can be updated in the model and it will be reflected in the FTM - Market Participant benefits.

## Fin Inputs (hidden)
Fin Inputs
Storage Financial Analysis Model
all monetary amounts are in nominal USD
|  |  | Parameters | Units | ESS |  | Parameters | Units | ESS |  |  |  | Parameters | Units | ESS |  | Parameters | Units | ESS
|  | Period |  |  |  | EPC | [5 empty] | Fixed Expense |  |  |  | Financing
|  |  | Construction Start Date | dd/mmm/yy | 2027-01-01 |  | Cost per kW PCS/Inverter | S/kW | 0 |  |  |  | Personnel | $ | 0 |  | Capital Structure
|  |  | Construction Period | Months | 12 |  | Cost per kWh Storage | S/kWh | 0 |  |  |  | ~ Escalation | % | 0% |  | Debt | % | 0%
|  |  | COD | dd/mmm/yy | 2028-01-01 |  | PCS/Inverter | $ | 0 |  |  |  | O&M Expense Storage |  |  |  | Equity | % | 100%
|  |  | Investment Term | Years | 20 |  | Storage (DC System) | $ | 0 |  |  |  | First Yr | $ | 385 |  | Construction Loan
|  |  | End Date | dd/mmm/yy | 2047-12-01 |  | Transformer | $ | 0 |  |  |  | Second Yr | $ | 385 |  | Loan amount | $ | 0
[7 empty] | Construction | $ | 0 |  |  |  | 3 yr onwards | $ | 385 |  | Tenor | Months | 10
|  | Storage |  |  |  |  | Interconnection | $ | 0 |  |  |  | ~ Escalation | % | 2% |  | Effective Interest Rate | % | 7%
|  |  | Power Rating | MW | 0.005 |  | Spare Parts | $ | 0 |  |  |  | Warranties and Guarantees | $ | 0 |  | Establishment Fee Rate | one-time (%) | 0%
|  |  | Duration | Hrs | 2 |  | RE Cost per kW | $/kW | 0 |  |  |  | ~ Escalation | % | 0% |  | Commitment Fee Rate | per annum (%) | 0%
|  |  | Energy Rating (at COD) | MWh | 0.01 |  | Capital Cost for RE | $ | 0 |  |  |  | Scheduling Costs | $ | 0 |  | Drawdown Option | 1: Pari Passu, 2: Equity First | 1
|  |  | Round-trip Efficiency | % | 85% |  | Sub-total EPC | $ | 14041 |  |  |  | ~ Escalation | % | 0% |  | Long Term Debt
|  |  | SOC Low | % | 20% | Contingency | [6 empty] | Insurance | $ | 0 |  | Loan amount |  | 0
|  |  | SOC High | % | 100% |  | % of EPC | % | 0% |  |  |  | ~ Escalation | % | 0% |  | Tenor | Years | 10
|  |  | Degradation | See Rev&Exp tab for YoY degradation |  |  | Sub-total Contingency | $ | 0 |  |  |  | Land Lease | $ | 0 |  | Interest Rate | % | 7%
[13 empty] | ~ Escalation | % | 0% |  | Debt Profile | 1: Mortgage, 2: Amortization Schedule | 2
|  |  | Storage Life (Warranty) | Years | 20 | Third Party | [6 empty] | Property Tax | % | 0% |  | Debt Placement Fee | % | 0%
[7 empty] | Permitting + Consulting Services | $ | 0 |  |  |  | Property Tax Amt. | $ | 0 |  | Equity
|  | RE Data |  |  |  |  | Legal | $ | 0 |  |  |  | ~ Escalation | % | 0 |  | Amount | $ | 14041
|  |  | RE Capacity | MW | 0 |  | Shipping to Site | $ | 0 |  |  |  | RE Opex | $ | 0 |  | Cost of Equity | % | 12.5%
|  |  | Qualified Capacity | % | 100% |  | Installations on Foundations | $ | 0 |  |  |  | ~ Escalation | % | 0% |  | Equity Placement Fee | % | 0%
|  |  | Solar Capacity Credit |  | See CoMETS tab |  | Testing and Verification | $ | 0 | [7 empty] | Dividend Policy
|  |  | Show RE Injection Revenues |  | 1 |  | Sub-total Third Part Costs | $ | 0 |  |  | Variable Expense |  |  |  |  | Net Income + RE | 0/1 | 0
|  |  | Solar PPA |  | 0 | [7 empty] | Charging Cost/ Energy Loss(Regulation) |  | See WebOps Tab |  | Debt Coverage Ratio | 0/1 | 0
|  |  | PPA Price | $/MWh | 0 | Land Cost |  | $ | 0 | [7 empty] | ~ Min. DSCR | # | N/A
[6 empty] | Import Duties and Tax | [10 empty] | WACC |  | 12.5%
[7 empty] | Sub-total Duties and Taxes | $ | 0
Taxes and Other Cash Drivers
[6 empty] | Initial WC + Maintenance Reserve |  | $ | 0 | [7 empty] | Working Capital
[17 empty] | Account Receivables | days | 30
[6 empty] | Financing Costs |  |  | OK | [7 empty] | Account Payables | days | 30
[7 empty] | Interest during Construction | $ | 0 | 0 | 0 | [5 empty] | Inventory Turnover | days | 15
[7 empty] | Equity Placement Fee | $ | 0 | 0 | 0 | [5 empty] | Income Tax Rate |  | 29.25%
[7 empty] | Construction Loan Upfront Fee | $ | 0 | 0 | 0 | [5 empty] | Investment Tax Credits | 0/1 | 1
[7 empty] | Debt Commitment Fee | $ | 0 | 0 | 0 | [5 empty] | ITC as % of Capital Cost | % | 30%
[7 empty] | Long Term Debt Placement Fee | $ | 0 | 0 | 0 | [5 empty] | Max Annual ITC Benefit | $ | 4212.3
[7 empty] | Financing Costs | $ | 0 |  | 0 | [5 empty] | ITC Years | Years | 1
[17 empty] | ITC Basis Reduction for Depreciation | % | 50%
[6 empty] | Total Capital Cost |  | $ | 14041 | [7 empty] | Depreciation Book
[17 empty] | PP&E | Years | 20
[6 empty] | Replacement / Augmentation | [10 empty] | Other Capital Costs | Years | 5
| 0 | [5 empty] | Augmentation Cost | $/kWh | 0 | [7 empty] | Financing Costs | Years | 5
| 1 | [5 empty] | Capacity to be Replaced | % | 0% | [7 empty] | Depreciation Cash
[17 empty] | PP&E | Years | 7
[17 empty] | Other Capital Costs | Years | 5
[17 empty] | Financing Costs | Years | 5
Formulas:
ESS = EDATE(F12,-[ESS, row below])
PROJECT
CAPEX
OTHER
OPEX

## IRR (hidden)
IRR
Storage Financial Analysis Model | [6 empty] | 1 | 2 | 3 | 4 | 5 | 6 | 7 | 8 | 9 | 10 | 11 | 12 | 13 | 14 | 15 | 16 | 17 | 18 | 19 | 20 | 21 | 22 | 23 | 24 | 25 | 26 | 27 | 28 | 29 | 30 | 31 | 32 | 33 | 34 | 35
[6 empty] | 2027 | 2028 | 2029 | 2030 | 2031 | 2032 | 2033 | 2034 | 2035 | 2036 | 2037 | 2038 | 2039 | 2040 | 2041 | 2042 | 2043 | 2044 | 2045 | 2046 | 2047 | 2048 | 2049 | 2050 | 2051 | 2052
all monetary amounts are in nominal USD | [6 empty] | 1 | 1 | 1 | 1 | 1 | 1 | 1 | 1 | 1 | 1 | 1 | 1 | 1 | 1 | 1 | 1 | 1 | 1 | 1 | 1 | 0 | 0 | 0 | 0 | 0
[6 empty] | 2027-01-01 | 2028-07-01 | 2029-07-01 | 2030-07-01 | 2031-07-01 | 2032-07-01 | 2033-07-01 | 2034-07-01 | 2035-07-01 | 2036-07-01 | 2037-07-01 | 2038-07-01 | 2039-07-01 | 2040-07-01 | 2041-07-01 | 2042-07-01 | 2043-07-01 | 2044-07-01 | 2045-07-01 | 2046-07-01 | 2047-07-01 | 2048-07-01 | 2049-07-01 | 2050-07-01 | 2051-07-01 | 2052-07-01
Investor Returns
Unlevered Returns
|  |  | Net Operating Cash Flow |  |  | 0 | 2135.6977 | 751.9266 | 473.38 | 494.4639 | 536.9554 | 556.8646 | 574.5352 | 592.0425 | 609.3835 | 626.5546 | 673.2599 | 722.449 | 771.4579 | 820.283 | 868.9208 | 910.3769 | 784.9317 | 700.4779 | 728.9479 | 757.2716 | 0 | 0 | 0 | 0 | 0
|  |  | Capex |  |  | -14041 | 0 | 0 | 0 | 0 | 0 | 0 | 0 | 0 | 0 | 0 | 0 | 0 | 0 | 0 | 0 | 0 | 0 | 0 | 0 | 0 | 0 | 0 | 0 | 0 | 0
|  |  | Terminal Value |  |  | 0 | 0 | 0 | 0 | 0 | 0 | 0 | 0 | 0 | 0 | 0 | 0 | 0 | 0 | 0 | 0 | 0 | 0 | 0 | 0 | 0 | 0 | 0 | 0 | 0 | 0
|  |  | Investment Tax Credits |  |  | 0 | 4212.3 | 0 | 0 | 0 | 0 | 0 | 0 | 0 | 0 | 0 | 0 | 0 | 0 | 0 | 0 | 0 | 0 | 0 | 0 | 0 | 0 | 0 | 0 | 0 | 0
|  |  | WACC | 12.5%
|  |  | Cost of Equity | 12.5%
|  |  |  | NPV | IRR
|  |  | Unlevered Free Cash Flow w/o TV | -7232.8152 | 0.7199% | -14041 | 2135.6977 | 751.9266 | 473.38 | 494.4639 | 536.9554 | 556.8646 | 574.5352 | 592.0425 | 609.3835 | 626.5546 | 673.2599 | 722.449 | 771.4579 | 820.283 | 868.9208 | 910.3769 | 784.9317 | 700.4779 | 728.9479 | 757.2716 | 0 | 0 | 0 | 0 | 0
|  |  | Unlevered Free Cash Flow with TV | -7232.8152 | 0.7199% | -14041 | 2135.6977 | 751.9266 | 473.38 | 494.4639 | 536.9554 | 556.8646 | 574.5352 | 592.0425 | 609.3835 | 626.5546 | 673.2599 | 722.449 | 771.4579 | 820.283 | 868.9208 | 910.3769 | 784.9317 | 700.4779 | 728.9479 | 757.2716 | 0 | 0 | 0 | 0 | 0
|  |  | Unlevered returns w/o TV & w/ ITC | -3904.5781 | 4.499% | -14041 | 6347.9977 | 751.9266 | 473.38 | 494.4639 | 536.9554 | 556.8646 | 574.5352 | 592.0425 | 609.3835 | 626.5546 | 673.2599 | 722.449 | 771.4579 | 820.283 | 868.9208 | 910.3769 | 784.9317 | 700.4779 | 728.9479 | 757.2716 | 0 | 0 | 0 | 0 | 0
Levered Returns
|  |  | Equity Investment |  |  | -14041 | 0 | 0 | 0 | 0 | 0 | 0 | 0 | 0 | 0 | 0 | 0 | 0 | 0 | 0 | 0 | 0 | 0 | 0 | 0 | 0 | 0 | 0 | 0 | 0 | 0
|  |  | Dividends |  |  | 0 | 2135.6977 | 751.9266 | 473.38 | 494.4639 | 536.9554 | 556.8646 | 574.5352 | 592.0425 | 609.3835 | 626.5546 | 673.2599 | 722.449 | 771.4579 | 820.283 | 868.9208 | 910.3769 | 784.9317 | 700.4779 | 728.9479 | 757.2716 | 0 | 0 | 0 | 0 | 0
|  |  | Terminal Value |  |  | 0 | 0 | 0 | 0 | 0 | 0 | 0 | 0 | 0 | 0 | 0 | 0 | 0 | 0 | 0 | 0 | 0 | 0 | 0 | 0 | 0 | 0 | 0 | 0 | 0 | 0
| 15 |  | Investment Tax Credits |  |  | 0 | 4212.3 | 0 | 0 | 0 | 0 | 0 | 0 | 0 | 0 | 0 | 0 | 0 | 0 | 0 | 0 | 0 | 0 | 0 | 0 | 0 | 0 | 0 | 0 | 0 | 0
|  |  | WACC | 12.5%
|  |  | Cost of Equity | 12.5%
|  |  |  | NPV | IRR
|  |  | Returns w/o TV & ITC | -7232.8152 | 0.7199% | -14041 | 2135.6977 | 751.9266 | 473.38 | 494.4639 | 536.9554 | 556.8646 | 574.5352 | 592.0425 | 609.3835 | 626.5546 | 673.2599 | 722.449 | 771.4579 | 820.283 | 868.9208 | 910.3769 | 784.9317 | 700.4779 | 728.9479 | 757.2716 | 0 | 0 | 0 | 0 | 0
|  |  | Returns with TV but w/o ITC | -7232.8152 | 0.7199% | -14041 | 2135.6977 | 751.9266 | 473.38 | 494.4639 | 536.9554 | 556.8646 | 574.5352 | 592.0425 | 609.3835 | 626.5546 | 673.2599 | 722.449 | 771.4579 | 820.283 | 868.9208 | 910.3769 | 784.9317 | 700.4779 | 728.9479 | 757.2716 | 0 | 0 | 0 | 0 | 0
|  |  | Returns without TV & w/ ITC | -3904.5781 | 4.499% | -14041 | 6347.9977 | 751.9266 | 473.38 | 494.4639 | 536.9554 | 556.8646 | 574.5352 | 592.0425 | 609.3835 | 626.5546 | 673.2599 | 722.449 | 771.4579 | 820.283 | 868.9208 | 910.3769 | 784.9317 | 700.4779 | 728.9479 | 757.2716 | 0 | 0 | 0 | 0 | 0
-3904.5781
0.7199%
Dividend Pay Out
|  |  | Total Cash Available |  |  |  | 2135.6977 | 751.9266 | 473.38 | 494.4639 | 536.9554 | 556.8646 | 574.5352 | 592.0425 | 609.3835 | 626.5546 | 673.2599 | 722.449 | 771.4579 | 820.283 | 868.9208 | 910.3769 | 784.9317 | 700.4779 | 728.9479 | 757.2716 | 0 | 0 | 0 | 0 | 0
|  |  | Net Income + RE |  |  | 2027-01-01: 0
|  |  | Debt Coverage |  | N/A | 2027-01-01: 0
|  |  | Dividend Paid-out |  |  |  | 2135.6977 | 751.9266 | 473.38 | 494.4639 | 536.9554 | 556.8646 | 574.5352 | 592.0425 | 609.3835 | 626.5546 | 673.2599 | 722.449 | 771.4579 | 820.283 | 868.9208 | 910.3769 | 784.9317 | 700.4779 | 728.9479 | 757.2716 | 0 | 0 | 0 | 0 | 0
Terminal Value
Post Investment Term
|  |  | TV Applicable | 0/1 | 0 | Yr. | 0 | 0 | 0 | 0 | 0 | 0 | 0 | 0 | 0 | 0 | 0 | 0 | 0 | 0 | 0 | 0 | 0 | 0 | 0 | 0 | 1 | 2 | 3 | 4 | 5 | 6 | 7 | 8 | 9 | 10 | 0 | 0 | 0 | 0 | 0
|  |  | Life after end of the term | Years | 10
|  |  | CF @ end of the term |  | 757.2716 | CF | 0 | 0 | 0 | 0 | 0 | 0 | 0 | 0 | 0 | 0 | 0 | 0 | 0 | 0 | 0 | 0 | 0 | 0 | 0 | 0 | 0 | 0 | 0 | 0 | 0 | 0 | 0 | 0 | 0 | 0 | 0 | 0 | 0 | 0 | 0
|  |  | Discount Rate for TV |  | 20% | Discount Factor | 0 | 0 | 0 | 0 | 0 | 0 | 0 | 0 | 0 | 0 | 0 | 0 | 0 | 0 | 0 | 0 | 0 | 0 | 0 | 0 | 0.83333 | 0.69444 | 0.5787 | 0.48225 | 0.40188 | 0.3349 | 0.27908 | 0.23257 | 0.19381 | 0.16151 | 0 | 0 | 0 | 0 | 0
|  |  | Terminal Value |  | 0
|  |  | EBITDA @ end of the term |  | 1074.9966
|  |  | EBITDA Multiple |  | 0 | bar: 2027-01-01
|  |  | Initial Capex (Hard Costs) |  | 14041
|  |  | TV as % of Initial cost |  | 0%

## Rev&Exp (hidden)
Rev & Exp
Storage Financial Analysis Model |  |  |  | 0 | 1 | 2 | 3 | 4 | 5 | 6 | 7 | 8 | 9 | 10 | 11 | 12 | 13 | 14 | 15 | 16 | 17 | 18 | 19 | 20 | 21 | 22 | 23 | 24 | 25
|  |  |  | 1 | 1 | 1 | 1 | 1 | 1 | 1 | 1 | 1 | 1 | 1 | 1 | 1 | 1 | 1 | 1 | 1 | 1 | 1 | 1 | 1 | 0 | 0 | 0 | 0 | 0
all monetary amounts are in nominal USD |  |  |  | 2027 | 2028 | 2029 | 2030 | 2031 | 2032 | 2033 | 2034 | 2035 | 2036 | 2037 | 2038 | 2039 | 2040 | 2041 | 2042 | 2043 | 2044 | 2045 | 2046 | 2047 | 2048 | 2049 | 2050 | 2051 | 2052
|  |  | Discounting Factor | 1 | 0.88889 | 0.79012 | 0.70233 | 0.6243 | 0.55493 | 0.49327 | 0.43846 | 0.38974 | 0.34644 | 0.30795 | 0.27373 | 0.24332 | 0.21628 | 0.19225 | 0.17089 | 0.1519 | 0.13502 | 0.12002 | 0.10668 | 0.094831 | 0 | 0 | 0 | 0 | 0
Revenue
Case: In-front, BTM LF 0.1, BTM LF0.5, BTM LF 0.7 |  |  |  |  | 1 | 2 | 3 | 4 | 5 | 6 | 7 | 8 | 9 | 10 | 11 | 12 | 13 | 14 | 15 | 16 | 17 | 18 | 19 | 20 | 21 | 22 | 23 | 24 | 25
|  | Storage |  | Levelized
|  |  | Capacity - PJM Market |  | 0 | 0 | 0 | 0 | 0 | 0 | 0 | 0 | 0 | 0 | 0 | 0 | 0 | 0 | 0 | 0 | 0 | 0 | 0 | 0 | 0 | 0 | 0 | 0 | 0
|  |  | Energy Arbitrage - PJM Market |  | 0 | 0 | 0 | 0 | 0 | 0 | 0 | 0 | 0 | 0 | 0 | 0 | 0 | 0 | 0 | 0 | 0 | 0 | 0 | 0 | 0 | 0 | 0 | 0 | 0
|  |  | Spin- PJM Market |  | 0 | 0 | 0 | 0 | 0 | 0 | 0 | 0 | 0 | 0 | 0 | 0 | 0 | 0 | 0 | 0 | 0 | 0 | 0 | 0 | 0 | 0 | 0 | 0 | 0
|  |  | Non-Spin - PJM Market |  | 0 | 0 | 0 | 0 | 0 | 0 | 0 | 0 | 0 | 0 | 0 | 0 | 0 | 0 | 0 | 0 | 0 | 0 | 0 | 0 | 0 | 0 | 0 | 0 | 0
|  |  | Regulation - PJM Market |  | 0 | 0 | 0 | 0 | 0 | 0 | 0 | 0 | 0 | 0 | 0 | 0 | 0 | 0 | 0 | 0 | 0 | 0 | 0 | 0 | 0 | 0 | 0 | 0 | 0
|  |  | Incurred Energy Charges |  | 0 | 0 | 0 | 0 | 0 | 0 | 0 | 0 | 0 | 0 | 0 | 0 | 0 | 0 | 0 | 0 | 0 | 0 | 0 | 0 | 0 | 0 | 0 | 0 | 0
|  |  | As Used Demand Charges |  | 0 | 0 | 0 | 0 | 0 | 0 | 0 | 0 | 0 | 0 | 0 | 0 | 0 | 0 | 0 | 0 | 0 | 0 | 0 | 0 | 0 | 0 | 0 | 0 | 0
|  |  | Contract Demand Charges Fixed |  | 0 | 0 | 0 | 0 | 0 | 0 | 0 | 0 | 0 | 0 | 0 | 0 | 0 | 0 | 0 | 0 | 0 | 0 | 0 | 0 | 0 | 0 | 0 | 0 | 0
|  |  | Customer Charges/ Fixed Charges |  | 0 | 0 | 0 | 0 | 0 | 0 | 0 | 0 | 0 | 0 | 0 | 0 | 0 | 0 | 0 | 0 | 0 | 0 | 0 | 0 | 0 | 0 | 0 | 0 | 0
|  |  | Energy Savings |  | 319.2876 | 296.0991 | 317.9664 | 338.6819 | 346.0248 | 352.5404 | 359.0561 | 365.5718 | 372.0875 | 378.6032 | 400.4842 | 422.3652 | 444.2463 | 466.1273 | 488.0083 | 501.7276 | 515.4469 | 529.1661 | 542.8854 | 556.6047 | 0 | 0 | 0 | 0 | 0
|  |  | Demand Savings |  | 0 | 0 | 0 | 0 | 0 | 0 | 0 | 0 | 0 | 0 | 0 | 0 | 0 | 0 | 0 | 0 | 0 | 0 | 0 | 0 | 0 | 0 | 0 | 0 | 0
|  |  | Energy Generation - Export |  | 0 | 0 | 0 | 0 | 0 | 0 | 0 | 0 | 0 | 0 | 0 | 0 | 0 | 0 | 0 | 0 | 0 | 0 | 0 | 0 | 0 | 0 | 0 | 0 | 0
|  |  | Generation Capacity |  | 364.5794 | 364.5794 | 291.6635 | 291.6635 | 291.6635 | 291.6635 | 291.6635 | 291.6635 | 291.6635 | 291.6635 | 300.3666 | 309.0697 | 317.7728 | 326.476 | 335.1791 | 344.5075 | 353.836 | 363.1644 | 372.4928 | 381.8213 | 0 | 0 | 0 | 0 | 0
|  |  | Transmission Capacity |  | 122.162 | 122.162 | 97.7296 | 97.7296 | 97.7296 | 97.7296 | 97.7296 | 97.7296 | 97.7296 | 97.7296 | 99.2475 | 100.7653 | 102.2831 | 103.801 | 105.3188 | 108.25 | 111.1811 | 114.1123 | 117.0434 | 119.9746 | 0 | 0 | 0 | 0 | 0
|  |  | Distribution Capacity |  | 30.1147 | 30.1147 | 23.6806 | 24.3384 | 22.7145 | 22.9242 | 23.1339 | 23.3435 | 23.5532 | 23.7629 | 24.4199 | 25.077 | 25.734 | 26.3911 | 27.0481 | 27.4645 | 27.8809 | 28.2974 | 28.7138 | 29.1302 | 0 | 0 | 0 | 0 | 0
|  |  | GHG Impacts |  | 143.4771 | 117.4677 | 63.0054 | 82.4812 | 112.5935 | 138.5709 | 164.5483 | 190.5257 | 216.5031 | 242.4805 | 261.7237 | 280.9668 | 300.2099 | 319.453 | 338.6961 | 359.7033 | 380.7105 | 401.7177 | 422.7249 | 443.7321 | 0 | 0 | 0 | 0 | 0
|  |  | Market Price Effects - Wholesale Energy |  | 23.0352 | 39.4234 | 54.3524 | 55.0513 | 70.3397 | 63.4655 | 56.5914 | 49.7173 | 42.8432 | 35.9691 | 42.1632 | 48.3574 | 54.5515 | 60.7456 | 66.9398 | 70.1172 | 73.2946 | 76.472 | 79.6493 | 82.8267 | 0 | 0 | 0 | 0 | 0
|  |  | Market Price Effects - Wholesale Capacity |  | 0 | 0 | 0 | 0 | 0 | 0 | 0 | 0 | 0 | 0 | 0 | 0 | 0 | 0 | 0 | 0 | 0 | 0 | 0 | 0 | 0 | 0 | 0 | 0 | 0
|  |  | Avoided Cost of Participant Backup Generator |  | 2000 | 0 | 0 | 0 | 0 | 0 | 0 | 0 | 0 | 0 | 0 | 0 | 0 | 0 | 0 | 0 | 0 | 0 | 0 | 0 | 0 | 0 | 0 | 0 | 0
|  |  | Other Revenues |  | 0 | 0 | 0 | 0 | 0 | 0 | 0 | 0 | 0 | 0 | 0 | 0 | 0 | 0 | 0 | 0 | 0 | 0 | 0 | 0 | 0 | 0 | 0 | 0 | 0
|  | Total Revenue |  | 1294.3501 | 3002.6561 | 969.8463 | 848.398 | 889.9459 | 941.0655 | 966.8942 | 992.7228 | 1018.5515 | 1044.3801 | 1070.2088 | 1128.4051 | 1186.6014 | 1244.7976 | 1302.9939 | 1361.1902 | 1411.7701 | 1462.3499 | 1512.9298 | 1563.5097 | 1614.0895 | 0 | 0 | 0 | 0 | 0
[6 empty] | -67.7% | -12.52% | 4.897% | 5.744% | 2.745% | 2.671% | 2.602% | 2.536% | 2.473% | 5.438% | 5.157% | 4.904% | 4.675% | 4.466% | 3.716% | 3.583% | 3.459% | 3.343% | 3.235% | -100% | #DIV/0! | #DIV/0! | #DIV/0! | #DIV/0!
Expense
Fixed Costs
|  |  | Personnel |  | 0 | 0 | 0 | 0 | 0 | 0 | 0 | 0 | 0 | 0 | 0 | 0 | 0 | 0 | 0 | 0 | 0 | 0 | 0 | 0 | 0 | 0 | 0 | 0 | 0
|  |  | O&M |  | -385 | -385 | -385 | -392.7 | -400.554 | -408.5651 | -416.7364 | -425.0711 | -433.5725 | -442.244 | -451.0889 | -460.1106 | -469.3129 | -478.6991 | -488.2731 | -498.0386 | -507.9993 | -518.1593 | -528.5225 | -539.0929 | 0 | 0 | 0 | 0 | 0
|  |  | Warranties and Guarantees |  | 0 | 0 | 0 | 0 | 0 | 0 | 0 | 0 | 0 | 0 | 0 | 0 | 0 | 0 | 0 | 0 | 0 | 0 | 0 | 0 | 0 | 0 | 0 | 0 | 0
|  |  | Scheduling |  | 0 | 0 | 0 | 0 | 0 | 0 | 0 | 0 | 0 | 0 | 0 | 0 | 0 | 0 | 0 | 0 | 0 | 0 | 0 | 0 | 0 | 0 | 0 | 0 | 0
|  |  | Insurance |  | 0 | 0 | 0 | 0 | 0 | 0 | 0 | 0 | 0 | 0 | 0 | 0 | 0 | 0 | 0 | 0 | 0 | 0 | 0 | 0 | 0 | 0 | 0 | 0 | 0
|  |  | Land Lease |  | 0 | 0 | 0 | 0 | 0 | 0 | 0 | 0 | 0 | 0 | 0 | 0 | 0 | 0 | 0 | 0 | 0 | 0 | 0 | 0 | 0 | 0 | 0 | 0 | 0
|  |  | Property Taxes |  | 0 | 0 | 0 | 0 | 0 | 0 | 0 | 0 | 0 | 0 | 0 | 0 | 0 | 0 | 0 | 0 | 0 | 0 | 0 | 0 | 0 | 0 | 0 | 0 | 0
|  | Total Fixed Costs |  |  | -385 | -385 | -385 | -392.7 | -400.554 | -408.5651 | -416.7364 | -425.0711 | -433.5725 | -442.244 | -451.0889 | -460.1106 | -469.3129 | -478.6991 | -488.2731 | -498.0386 | -507.9993 | -518.1593 | -528.5225 | -539.0929 | 0 | 0 | 0 | 0 | 0
Variable Costs
9
10
12
|  | Total Variable Costs |  |  | 0 | 0 | 0 | 0 | 0 | 0 | 0 | 0 | 0 | 0 | 0 | 0 | 0 | 0 | 0 | 0 | 0 | 0 | 0 | 0 | 0 | 0 | 0 | 0 | 0
|  | Total Operating Expense |  |  | -385 | -385 | -385 | -392.7 | -400.554 | -408.5651 | -416.7364 | -425.0711 | -433.5725 | -442.244 | -451.0889 | -460.1106 | -469.3129 | -478.6991 | -488.2731 | -498.0386 | -507.9993 | -518.1593 | -528.5225 | -539.0929 | 0 | 0 | 0 | 0 | 0
| Operating Profit |  |  |  | 2617.6561 | 584.8463 | 463.398 | 497.2459 | 540.5115 | 558.3291 | 575.9865 | 593.4804 | 610.8076 | 627.9648 | 677.3162 | 726.4907 | 775.4848 | 824.2948 | 872.9171 | 913.7315 | 954.3506 | 994.7705 | 1034.9872 | 1074.9966 | 0 | 0 | 0 | 0 | 0

## Fin Statement (hidden)
Fin Statement
Storage Financial Analysis Model
all monetary amounts are in nominal USD
[5 empty] | 2027 | 2028 | 2029 | 2030 | 2031 | 2032 | 2033 | 2034 | 2035 | 2036 | 2037 | 2038 | 2039 | 2040 | 2041 | 2042 | 2043 | 2044 | 2045 | 2046 | 2047 | 2048 | 2049 | 2050 | 2051 | 2052
INCOME STATEMENT
[6 empty] | 1 | 2 | 3 | 4 | 5 | 6 | 7 | 8 | 9 | 10 | 11 | 12 | 13 | 14 | 15 | 16 | 17 | 18 | 19 | 20 | 21 | 22 | 23 | 24 | 25
|  | Gross Revenue |  |  | 0 | 3002.6561 | 969.8463 | 848.398 | 889.9459 | 941.0655 | 966.8942 | 992.7228 | 1018.5515 | 1044.3801 | 1070.2088 | 1128.4051 | 1186.6014 | 1244.7976 | 1302.9939 | 1361.1902 | 1411.7701 | 1462.3499 | 1512.9298 | 1563.5097 | 1614.0895 | 0 | 0 | 0 | 0 | 0
|  | Operating Expenses |  |  | 0 | -385 | -385 | -385 | -392.7 | -400.554 | -408.5651 | -416.7364 | -425.0711 | -433.5725 | -442.244 | -451.0889 | -460.1106 | -469.3129 | -478.6991 | -488.2731 | -498.0386 | -507.9993 | -518.1593 | -528.5225 | -539.0929 | 0 | 0 | 0 | 0 | 0
|  | EBITDA |  |  |  | 2617.6561 | 584.8463 | 463.398 | 497.2459 | 540.5115 | 558.3291 | 575.9865 | 593.4804 | 610.8076 | 627.9648 | 677.3162 | 726.4907 | 775.4848 | 824.2948 | 872.9171 | 913.7315 | 954.3506 | 994.7705 | 1034.9872 | 1074.9966 | 0 | 0 | 0 | 0 | 0
|  | Depreciation |  |  |  | -596.7425 | -596.7425 | -596.7425 | -596.7425 | -596.7425 | -596.7425 | -596.7425 | -596.7425 | -596.7425 | -596.7425 | -596.7425 | -596.7425 | -596.7425 | -596.7425 | -596.7425 | -596.7425 | -596.7425 | -596.7425 | -596.7425 | -596.7425 | 0 | 0 | 0 | 0 | 0
|  | EBIT |  |  |  | 2020.9136 | -11.8962 | -133.3445 | -99.4966 | -56.231 | -38.4134 | -20.756 | -3.2621 | 14.0651 | 31.2223 | 80.5737 | 129.7482 | 178.7423 | 227.5523 | 276.1746 | 316.989 | 357.6081 | 398.028 | 438.2447 | 478.2541 | 0 | 0 | 0 | 0 | 0
|  | Interest Expense |  |  |  | 0 | 0 | 0 | 0 | 0 | 0 | 0 | 0 | 0 | 0 | 0 | 0 | 0 | 0 | 0 | 0 | 0 | 0 | 0 | 0 | 0 | 0 | 0 | 0 | 0
|  | EBT |  |  |  | 2020.9136 | -11.8962 | -133.3445 | -99.4966 | -56.231 | -38.4134 | -20.756 | -3.2621 | 14.0651 | 31.2223 | 80.5737 | 129.7482 | 178.7423 | 227.5523 | 276.1746 | 316.989 | 357.6081 | 398.028 | 438.2447 | 478.2541 | 0 | 0 | 0 | 0 | 0
|  | Book Taxes |  |  |  | -591.1172 | 0 | 0 | 0 | 0 | 0 | 0 | 0 | 0 | 0 | 0 | 0 | -20.7534 | -66.5591 | -80.7811 | -92.7193 | -104.6004 | -116.4232 | -128.1866 | -139.8893 | 0 | 0 | 0 | 0 | 0
|  | Net Income |  |  |  | 1429.7964 | -11.8962 | -133.3445 | -99.4966 | -56.231 | -38.4134 | -20.756 | -3.2621 | 14.0651 | 31.2223 | 80.5737 | 129.7482 | 157.9889 | 160.9933 | 195.3935 | 224.2697 | 253.0077 | 281.6048 | 310.0581 | 338.3648 | 0 | 0 | 0 | 0 | 0
Retained Earnings
|  | RE BOY |  |  |  | 0 | -705.9013 | -1469.7241 | -2076.4487 | -2670.4091 | -3263.5956 | -3858.8736 | -4454.1648 | -5049.4695 | -5644.7878 | -6240.1201 | -6832.8063 | -7425.5071 | -8038.9761 | -8698.2659 | -9371.7931 | -10057.9003 | -10589.8243 | -11008.6974 | -11427.5872 | -11846.4941 | -11846.4941 | -11846.4941 | -11846.4941 | -11846.4941
|  | Plus: Net Income |  |  |  | 1429.7964 | -11.8962 | -133.3445 | -99.4966 | -56.231 | -38.4134 | -20.756 | -3.2621 | 14.0651 | 31.2223 | 80.5737 | 129.7482 | 157.9889 | 160.9933 | 195.3935 | 224.2697 | 253.0077 | 281.6048 | 310.0581 | 338.3648 | 0 | 0 | 0 | 0 | 0
|  | Less: Dividends |  |  |  | -2135.6977 | -751.9266 | -473.38 | -494.4639 | -536.9554 | -556.8646 | -574.5352 | -592.0425 | -609.3835 | -626.5546 | -673.2599 | -722.449 | -771.4579 | -820.283 | -868.9208 | -910.3769 | -784.9317 | -700.4779 | -728.9479 | -757.2716 | 0 | 0 | 0 | 0 | 0
|  | RE EOY |  |  |  | -705.9013 | -1469.7241 | -2076.4487 | -2670.4091 | -3263.5956 | -3858.8736 | -4454.1648 | -5049.4695 | -5644.7878 | -6240.1201 | -6832.8063 | -7425.5071 | -8038.9761 | -8698.2659 | -9371.7931 | -10057.9003 | -10589.8243 | -11008.6974 | -11427.5872 | -11846.4941 | -11846.4941 | -11846.4941 | -11846.4941 | -11846.4941 | -11846.4941
CASH FLOWS
[5 empty] | 0 | 1 | 2 | 3 | 4 | 5 | 6 | 7 | 8 | 9 | 10 | 11 | 12 | 13 | 14 | 15 | 16 | 17 | 18 | 19 | 20 | 21 | 22 | 23 | 24 | 25
Operating Cash Flow
|  |  | EBITDA | 5623.0465 | 0 | 2617.6561 | 584.8463 | 463.398 | 497.2459 | 540.5115 | 558.3291 | 575.9865 | 593.4804 | 610.8076 | 627.9648 | 677.3162 | 726.4907 | 775.4848 | 824.2948 | 872.9171 | 913.7315 | 954.3506 | 994.7705 | 1034.9872 | 1074.9966 | 0 | 0 | 0 | 0 | 0
|  |  | Less: Cash Taxes | -317.0004 | 0 | -266.8086 | 0 | 0 | 0 | 0 | 0 | 0 | 0 | 0 | 0 | 0 | 0 | 0 | 0 | 0 | 0 | -166.0803 | -290.9704 | -302.7337 | -314.4365 | 0 | 0 | 0 | 0 | 0
|  |  | Decrease (Increase) Maintenance Reserve | 0 | 0 | 0 | 0 | 0 | 0 | 0 | 0 | 0 | 0 | 0 | 0 | 0 | 0 | 0 | 0 | 0 | 0 | 0 | 0 | 0 | 0 | 0 | 0 | 0 | 0 | 0
|  |  | Change in Working Capital | -51.352 | 0 | -215.1498 | 167.0803 | 9.9821 | -2.782 | -3.5561 | -1.4645 | -1.4513 | -1.4379 | -1.4242 | -1.4102 | -4.0563 | -4.0417 | -4.0269 | -4.0118 | -3.9964 | -3.3546 | -3.3386 | -3.3222 | -3.3055 | -3.2884 | 88.3559 | 0 | 0 | 0 | 0
|  |  | Net Operating Cash Flow | 5254.694 | 0 | 2135.6977 | 751.9266 | 473.38 | 494.4639 | 536.9554 | 556.8646 | 574.5352 | 592.0425 | 609.3835 | 626.5546 | 673.2599 | 722.449 | 771.4579 | 820.283 | 868.9208 | 910.3769 | 784.9317 | 700.4779 | 728.9479 | 757.2716 | 88.3559 | 0 | 0 | 0 | 0
|  | Investing Cash Flow |  |  |  | 0 | 0 | 0 | 0 | 0 | 0 | 0 | 0 | 0 | 0 | 0 | 0 | 0 | 0 | 0 | 0 | 0 | 0 | 0 | 1 | 0 | 0 | 0 | 0 | 0
|  |  | Capacity to be replaced |  | MWh | 0 | 0 | 0 | 0 | 0 | 0 | 0 | 0 | 0 | 0 | 0 | 0 | 0 | 0 | 0 | 0 | 0 | 0 | 0 | 0 | 0 | 0 | 0 | 0 | 0
|  |  | Capex (Replacement cost) |  | $ | 0 | 0 | 0 | 0 | 0 | 0 | 0 | 0 | 0 | 0 | 0 | 0 | 0 | 0 | 0 | 0 | 0 | 0 | 0 | 0 | 0 | 0 | 0 | 0 | 0
Financing and Debt Service
|  |  | Interest Income |  |  | 0 | 0 | 0 | 0 | 0 | 0 | 0 | 0 | 0 | 0 | 0 | 0 | 0 | 0 | 0 | 0 | 0 | 0 | 0 | 0 | 0 | 0 | 0 | 0 | 0
|  |  | Less: Interest Payment |  |  | 0 | 0 | 0 | 0 | 0 | 0 | 0 | 0 | 0 | 0 | 0 | 0 | 0 | 0 | 0 | 0 | 0 | 0 | 0 | 0 | 0 | 0 | 0 | 0 | 0
|  |  | Less: Principal Repayment |  |  | 0 | 0 | 0 | 0 | 0 | 0 | 0 | 0 | 0 | 0 | 0 | 0 | 0 | 0 | 0 | 0 | 0 | 0 | 0 | 0 | 0 | 0 | 0 | 0 | 0
|  |  | Cash Required by Financing Activities |  | 0 | 0 | 0 | 0 | 0 | 0 | 0 | 0 | 0 | 0 | 0 | 0 | 0 | 0 | 0 | 0 | 0 | 0 | 0 | 0 | 0 | 0 | 0 | 0 | 0 | 0
Investor Returns
|  |  | Cash Available for Distribution |  |  | 2135.6977 | 751.9266 | 473.38 | 494.4639 | 536.9554 | 556.8646 | 574.5352 | 592.0425 | 609.3835 | 626.5546 | 673.2599 | 722.449 | 771.4579 | 820.283 | 868.9208 | 910.3769 | 784.9317 | 700.4779 | 728.9479 | 757.2716 | 88.3559 | 0 | 0 | 0 | 0
|  |  | Less: Dividend |  | 0 | -2135.6977 | -751.9266 | -473.38 | -494.4639 | -536.9554 | -556.8646 | -574.5352 | -592.0425 | -609.3835 | -626.5546 | -673.2599 | -722.449 | -771.4579 | -820.283 | -868.9208 | -910.3769 | -784.9317 | -700.4779 | -728.9479 | -757.2716 | 0 | 0 | 0 | 0 | 0
|  |  | Net Change |  |  | 0 | 0 | 0 | 0 | 0 | 0 | 0 | 0 | 0 | 0 | 0 | 0 | 0 | 0 | 0 | 0 | 0 | 0 | 0 | 0 | 88.3559 | 0 | 0 | 0 | 0
|  |  | Cash Balance - BOY |  |  | 0 | 0 | 0 | 0 | 0 | 0 | 0 | 0 | 0 | 0 | 0 | 0 | 0 | 0 | 0 | 0 | 0 | 0 | 0 | 0 | 0 | 88.3559 | 88.3559 | 88.3559 | 88.3559
|  |  | Cash Balance - EOY |  |  | 0 | 0 | 0 | 0 | 0 | 0 | 0 | 0 | 0 | 0 | 0 | 0 | 0 | 0 | 0 | 0 | 0 | 0 | 0 | 0 | 88.3559 | 88.3559 | 88.3559 | 88.3559 | 88.3559
Pre-tax DSCR
Post-tax DSCR
Minimum DSCR
|  |  | Pre-tax | 0
|  |  | Post-tax | 0
BALANCE SHEET
[5 empty] | 0 | 1 | 2 | 3 | 4 | 5 | 6 | 7 | 8 | 9 | 10 | 11 | 12 | 13 | 14 | 15 | 16 | 17 | 18 | 19 | 20 | 21 | 22 | 23 | 24 | 25
[6 empty] | 1 | 1 | 1 | 1 | 1 | 1 | 1 | 1 | 1 | 1 | 1 | 1 | 1 | 1 | 1 | 1 | 1 | 1 | 1 | 1 | 1 | 1 | 1 | 1 | 1
Assets
|  |  | Fixed Assets |  | 11934.85 | 11934.85 | 11934.85 | 11934.85 | 11934.85 | 11934.85 | 11934.85 | 11934.85 | 11934.85 | 11934.85 | 11934.85 | 11934.85 | 11934.85 | 11934.85 | 11934.85 | 11934.85 | 11934.85 | 11934.85 | 11934.85 | 11934.85 | 11934.85 | 11934.85 | 11934.85 | 11934.85 | 11934.85 | 11934.85
|  |  | Less: Accrued Depreciation (book) |  | 0 | 596.7425 | 1193.485 | 1790.2275 | 2386.97 | 2983.7125 | 3580.455 | 4177.1975 | 4773.94 | 5370.6825 | 5967.425 | 6564.1675 | 7160.91 | 7757.6525 | 8354.395 | 8951.1375 | 9547.88 | 10144.6225 | 10741.365 | 11338.1075 | 11934.85 | 11934.85 | 11934.85 | 11934.85 | 11934.85 | 11934.85
|  |  | Net Fixed Assets |  | 11934.85 | 11338.1075 | 10741.365 | 10144.6225 | 9547.88 | 8951.1375 | 8354.395 | 7757.6525 | 7160.91 | 6564.1675 | 5967.425 | 5370.6825 | 4773.94 | 4177.1975 | 3580.455 | 2983.7125 | 2386.97 | 1790.2275 | 1193.485 | 596.7425 | -3.638e-12 | -3.638e-12 | -3.638e-12 | -3.638e-12 | -3.638e-12 | -3.638e-12
|  |  | Account Receivables |  | 0 | 246.7937 | 79.7134 | 69.7313 | 73.1462 | 77.3479 | 79.4708 | 81.5937 | 83.7166 | 85.8395 | 87.9624 | 92.7456 | 97.5289 | 102.3121 | 107.0954 | 111.8786 | 116.0359 | 120.1931 | 124.3504 | 128.5076 | 132.6649 | 0 | 0 | 0 | 0 | 0
|  |  | Inventory |  | 0 | 0 | 0 | 0 | 0 | 0 | 0 | 0 | 0 | 0 | 0 | 0 | 0 | 0 | 0 | 0 | 0 | 0 | 0 | 0 | 0 | 0 | 0 | 0 | 0 | 0
|  |  | Land Assets |  | 0 | 0 | 0 | 0 | 0 | 0 | 0 | 0 | 0 | 0 | 0 | 0 | 0 | 0 | 0 | 0 | 0 | 0 | 0 | 0 | 0 | 0 | 0 | 0 | 0 | 0
|  |  | Maintenance Reserve |  | 0 | 0 | 0 | 0 | 0 | 0 | 0 | 0 | 0 | 0 | 0 | 0 | 0 | 0 | 0 | 0 | 0 | 0 | 0 | 0 | 0 | 0 | 0 | 0 | 0 | 0
|  |  | Deferred Tax Assets |  | 0 | 0 | 0 | 0 | 0 | 0 | 0 | 0 | 0 | 0 | 0 | 0 | 0 | 0 | 0 | 0 | 0 | 0 | 0 | 0 | 2.8422e-13 | 2.8422e-13 | 2.8422e-13 | 2.8422e-13 | 2.8422e-13 | 2.8422e-13
|  |  | Cash |  | 0 | 0 | 0 | 0 | 0 | 0 | 0 | 0 | 0 | 0 | 0 | 0 | 0 | 0 | 0 | 0 | 0 | 0 | 0 | 0 | 0 | 88.3559 | 88.3559 | 88.3559 | 88.3559 | 88.3559
|  |  | Total Assets |  | 11934.85 | 11584.9012 | 10821.0784 | 10214.3538 | 9621.0262 | 9028.4854 | 8433.8658 | 7839.2462 | 7244.6266 | 6650.007 | 6055.3874 | 5463.4281 | 4871.4689 | 4279.5096 | 3687.5504 | 3095.5911 | 2503.0059 | 1910.4206 | 1317.8354 | 725.2501 | 132.6649 | 88.3559 | 88.3559 | 88.3559 | 88.3559 | 88.3559
Debt
|  |  | Account Payables |  | 0 | 31.6438 | 31.6438 | 31.6438 | 32.2767 | 32.9222 | 33.5807 | 34.2523 | 34.9374 | 35.6361 | 36.3488 | 37.0758 | 37.8173 | 38.5737 | 39.3451 | 40.132 | 40.9347 | 41.7534 | 42.5884 | 43.4402 | 44.309 | 0 | 0 | 0 | 0 | 0
|  |  | Short Term Loan |  | 0 | 0 | 0 | 0 | 0 | 0 | 0 | 0 | 0 | 0 | 0 | 0 | 0 | 0 | 0 | 0 | 0 | 0 | 0 | 0 | 0 | 0 | 0 | 0 | 0 | 0
|  |  | Interest Payable |  | 0 | 0 | 0 | 0 | 0 | 0 | 0 | 0 | 0 | 0 | 0 | 0 | 0 | 0 | 0 | 0 | 0 | 0 | 0 | 0 | 0 | 0 | 0 | 0 | 0 | 0
|  |  | Long Term Loan |  | 0 | 0 | 0 | 0 | 0 | 0 | 0 | 0 | 0 | 0 | 0 | 0 | 0 | 0 | 0 | 0 | 0 | 0 | 0 | 0 | 0 | 0 | 0 | 0 | 0 | 0
|  |  | Deferred Taxes Liabilities |  | 0 | 324.3087 | 324.3087 | 324.3087 | 324.3087 | 324.3087 | 324.3087 | 324.3087 | 324.3087 | 324.3087 | 324.3087 | 324.3087 | 324.3087 | 345.0621 | 411.6211 | 492.4022 | 585.1215 | 523.6415 | 349.0944 | 174.5472 | 0 | 0 | 0 | 0 | 0 | 0
|  |  | Total Liabilities |  | 0 | 355.9525 | 355.9525 | 355.9525 | 356.5854 | 357.2309 | 357.8894 | 358.561 | 359.246 | 359.9448 | 360.6575 | 361.3845 | 362.126 | 383.6357 | 450.9663 | 532.5342 | 626.0562 | 565.3949 | 391.6828 | 217.9874 | 44.309 | 0 | 0 | 0 | 0 | 0
Owner's Equity
|  |  | Capital Paid |  | 14041 | 14041 | 14041 | 14041 | 14041 | 14041 | 14041 | 14041 | 14041 | 14041 | 14041 | 14041 | 14041 | 14041 | 14041 | 14041 | 14041 | 14041 | 14041 | 14041 | 14041 | 14041 | 14041 | 14041 | 14041 | 14041
|  |  | Retained Earnings |  | 0 | -705.9013 | -1469.7241 | -2076.4487 | -2670.4091 | -3263.5956 | -3858.8736 | -4454.1648 | -5049.4695 | -5644.7878 | -6240.1201 | -6832.8063 | -7425.5071 | -8038.9761 | -8698.2659 | -9371.7931 | -10057.9003 | -10589.8243 | -11008.6974 | -11427.5872 | -11846.4941 | -11846.4941 | -11846.4941 | -11846.4941 | -11846.4941 | -11846.4941
|  |  | Total Owner's Equity |  | 14041 | 13335.0987 | 12571.2759 | 11964.5513 | 11370.5909 | 10777.4044 | 10182.1264 | 9586.8352 | 8991.5305 | 8396.2122 | 7800.8799 | 7208.1937 | 6615.4929 | 6002.0239 | 5342.7341 | 4669.2069 | 3983.0997 | 3451.1757 | 3032.3026 | 2613.4128 | 2194.5059 | 2194.5059 | 2194.5059 | 2194.5059 | 2194.5059 | 2194.5059
|  |  | Total Liabilities + Equity |  | 14041 | 13691.0512 | 12927.2284 | 12320.5038 | 11727.1762 | 11134.6354 | 10540.0158 | 9945.3962 | 9350.7766 | 8756.157 | 8161.5374 | 7569.5781 | 6977.6189 | 6385.6596 | 5793.7004 | 5201.7411 | 4609.1559 | 4016.5706 | 3423.9854 | 2831.4001 | 2238.8149 | 2194.5059 | 2194.5059 | 2194.5059 | 2194.5059 | 2194.5059
|  |  | Cash Check | OK | 0 | 0 | 0 | 0 | 0 | 0 | 0 | 0 | 0 | 0 | 0 | 0 | 0 | 0 | 0 | 0 | 0 | 0 | 0 | 0 | 0 | 0 | 0 | 0 | 0 | 0
|  |  | Balance Check | Error | bar: 0 to 25
|  |  | Balance Delta |  | -2106.15 | -2106.15 | -2106.15 | -2106.15 | -2106.15 | -2106.15 | -2106.15 | -2106.15 | -2106.15 | -2106.15 | -2106.15 | -2106.15 | -2106.15 | -2106.15 | -2106.15 | -2106.15 | -2106.15 | -2106.15 | -2106.15 | -2106.15 | -2106.15 | -2106.15 | -2106.15 | -2106.15 | -2106.15 | -2106.15

## Draws (hidden)
Draws
Storage Financial Analysis Model
all monetary amounts are in nominal USD
DRAWS
|  | Months |  |  | 1 | 2 | 3 | 4 | 5 | 6 | 7 | 8 | 9 | 10 | 11 | 12 | 13 | 14 | 15 | 16 | 17 | 18 | 19 | 20 | 21 | 22 | 23 | 24 | 25 | 26 | 27 | 28 | 29 | 30 | 31 | 32 | 33 | 34 | 35 | 36 | 37 | 38 | 39 | 40
|  | Construction Period |  |  | 1 | 1 | 1 | 1 | 1 | 1 | 1 | 1 | 1 | 1 | 1 | 1 | 0 | 0 | 0 | 0 | 0 | 0 | 0 | 0 | 0 | 0 | 0 | 0 | 0 | 0 | 0 | 0 | 0 | 0 | 0 | 0 | 0 | 0 | 0 | 0 | 0 | 0 | 0 | 0
|  | COD |  |  | 0 | 0 | 0 | 0 | 0 | 0 | 0 | 0 | 0 | 0 | 0 | 1 | 0 | 0 | 0 | 0 | 0 | 0 | 0 | 0 | 0 | 0 | 0 | 0 | 0 | 0 | 0 | 0 | 0 | 0 | 0 | 0 | 0 | 0 | 0 | 0 | 0 | 0 | 0 | 0
|  | Monthly Dates |  |  | 2027-01-01 | 2027-02-01 | 2027-03-01 | 2027-04-01 | 2027-05-01 | 2027-06-01 | 2027-07-01 | 2027-08-01 | 2027-09-01 | 2027-10-01 | 2027-11-01 | 2027-12-01 | 2028-01-01 | 2028-02-01 | 2028-03-01 | 2028-04-01 | 2028-05-01 | 2028-06-01 | 2028-07-01 | 2028-08-01 | 2028-09-01 | 2028-10-01 | 2028-11-01 | 2028-12-01 | 2029-01-01 | 2029-02-01 | 2029-03-01 | 2029-04-01 | 2029-05-01 | 2029-06-01 | 2029-07-01 | 2029-08-01 | 2029-09-01 | 2029-10-01 | 2029-11-01 | 2029-12-01 | 2030-01-01 | 2030-02-01 | 2030-03-01 | 2030-04-01
|  | Year |  |  | 2027 | 2027 | 2027 | 2027 | 2027 | 2027 | 2027 | 2027 | 2027 | 2027 | 2027 | 2027 | 2028 | 2028 | 2028 | 2028 | 2028 | 2028 | 2028 | 2028 | 2028 | 2028 | 2028 | 2028 | 2029 | 2029 | 2029 | 2029 | 2029 | 2029 | 2029 | 2029 | 2029 | 2029 | 2029 | 2029 | 2030 | 2030 | 2030 | 2030
|  | EPC Draw (%) |  | 100% | 8.333% | 8.333% | 8.333% | 8.333% | 8.333% | 8.333% | 8.333% | 8.333% | 8.333% | 8.333% | 8.333% | 8.333% | 0% | 0% | 0% | 0% | 0% | 0% | 0% | 0% | 0% | 0% | 0% | 0% | 0% | 0% | 0% | 0% | 0% | 0% | 0% | 0% | 0% | 0% | 0% | 0% | 0% | 0% | 0% | 0%
|  | Third Party Draw (%) |  | 100% | 8.333% | 8.333% | 8.333% | 8.333% | 8.333% | 8.333% | 8.333% | 8.333% | 8.333% | 8.333% | 8.333% | 8.333% | 0% | 0% | 0% | 0% | 0% | 0% | 0% | 0% | 0% | 0% | 0% | 0% | 0% | 0% | 0% | 0% | 0% | 0% | 0% | 0% | 0% | 0% | 0% | 0% | 0% | 0% | 0% | 0%
Uses of Funds
|  | EPC |  | 14041 | 1170.0833 | 1170.0833 | 1170.0833 | 1170.0833 | 1170.0833 | 1170.0833 | 1170.0833 | 1170.0833 | 1170.0833 | 1170.0833 | 1170.0833 | 1170.0833 | 0 | 0 | 0 | 0 | 0 | 0 | 0 | 0 | 0 | 0 | 0 | 0 | 0 | 0 | 0 | 0 | 0 | 0 | 0 | 0 | 0 | 0 | 0 | 0 | 0 | 0 | 0 | 0
|  | EPC Contingency |  | 0 | 0 | 0 | 0 | 0 | 0 | 0 | 0 | 0 | 0 | 0 | 0 | 0 | 0 | 0 | 0 | 0 | 0 | 0 | 0 | 0 | 0 | 0 | 0 | 0 | 0 | 0 | 0 | 0 | 0 | 0 | 0 | 0 | 0 | 0 | 0 | 0 | 0 | 0 | 0 | 0
|  | Third Party |  | 0 | 0 | 0 | 0 | 0 | 0 | 0 | 0 | 0 | 0 | 0 | 0 | 0 | 0 | 0 | 0 | 0 | 0 | 0 | 0 | 0 | 0 | 0 | 0 | 0 | 0 | 0 | 0 | 0 | 0 | 0 | 0 | 0 | 0 | 0 | 0 | 0 | 0 | 0 | 0 | 0
|  | Land Costs |  | 0 | 0 | 0 | 0 | 0 | 0 | 0 | 0 | 0 | 0 | 0 | 0 | 0 | 0 | 0 | 0 | 0 | 0 | 0 | 0 | 0 | 0 | 0 | 0 | 0 | 0 | 0 | 0 | 0 | 0 | 0 | 0 | 0 | 0 | 0 | 0 | 0 | 0 | 0 | 0 | 0
|  | Import Duties and Taxes |  | 0 | 0 | 0 | 0 | 0 | 0 | 0 | 0 | 0 | 0 | 0 | 0 | 0 | 0 | 0 | 0 | 0 | 0 | 0 | 0 | 0 | 0 | 0 | 0 | 0 | 0 | 0 | 0 | 0 | 0 | 0 | 0 | 0 | 0 | 0 | 0 | 0 | 0 | 0 | 0 | 0
|  | Initial WC & Maintenance Reserve |  | 0 | 0 | 0 | 0 | 0 | 0 | 0 | 0 | 0 | 0 | 0 | 0 | 0 | 0 | 0 | 0 | 0 | 0 | 0 | 0 | 0 | 0 | 0 | 0 | 0 | 0 | 0 | 0 | 0 | 0 | 0 | 0 | 0 | 0 | 0 | 0 | 0 | 0 | 0 | 0 | 0
Financing Costs
|  | Interest during Construction |  | 0 | 0 | 0 | 0 | 0 | 0 | 0 | 0 | 0 | 0 | 0 | 0 | 0 | 0 | 0 | 0 | 0 | 0 | 0 | 0 | 0 | 0 | 0 | 0 | 0 | 0 | 0 | 0 | 0 | 0 | 0 | 0 | 0 | 0 | 0 | 0 | 0 | 0 | 0 | 0 | 0
|  | Equity Placement Fee |  | 0 | 0 | 0 | 0 | 0 | 0 | 0 | 0 | 0 | 0 | 0 | 0 | 0 | 0 | 0 | 0 | 0 | 0 | 0 | 0 | 0 | 0 | 0 | 0 | 0 | 0 | 0 | 0 | 0 | 0 | 0 | 0 | 0 | 0 | 0 | 0 | 0 | 0 | 0 | 0 | 0
|  | Construction Loan Upfront Fee |  | 0 | 0 | 0 | 0 | 0 | 0 | 0 | 0 | 0 | 0 | 0 | 0 | 0 | 0 | 0 | 0 | 0 | 0 | 0 | 0 | 0 | 0 | 0 | 0 | 0 | 0 | 0 | 0 | 0 | 0 | 0 | 0 | 0 | 0 | 0 | 0 | 0 | 0 | 0 | 0 | 0
|  | Debt Commitment Fee |  | 0 | 0 | 0 | 0 | 0 | 0 | 0 | 0 | 0 | 0 | 0 | 0 | 0 | 0 | 0 | 0 | 0 | 0 | 0 | 0 | 0 | 0 | 0 | 0 | 0 | 0 | 0 | 0 | 0 | 0 | 0 | 0 | 0 | 0 | 0 | 0 | 0 | 0 | 0 | 0 | 0
|  | Long Term Debt Placement Fee |  | 0 | 0 | 0 | 0 | 0 | 0 | 0 | 0 | 0 | 0 | 0 | 0 | 0 | 0 | 0 | 0 | 0 | 0 | 0 | 0 | 0 | 0 | 0 | 0 | 0 | 0 | 0 | 0 | 0 | 0 | 0 | 0 | 0 | 0 | 0 | 0 | 0 | 0 | 0 | 0 | 0
|  | Total Financing Costs |  | 0 | 0 | 0 | 0 | 0 | 0 | 0 | 0 | 0 | 0 | 0 | 0 | 0 | 0 | 0 | 0 | 0 | 0 | 0 | 0 | 0 | 0 | 0 | 0 | 0 | 0 | 0 | 0 | 0 | 0 | 0 | 0 | 0 | 0 | 0 | 0 | 0 | 0 | 0 | 0 | 0
|  | Total Costs | 0 | 14041 | 1170.0833 | 1170.0833 | 1170.0833 | 1170.0833 | 1170.0833 | 1170.0833 | 1170.0833 | 1170.0833 | 1170.0833 | 1170.0833 | 1170.0833 | 1170.0833 | 0 | 0 | 0 | 0 | 0 | 0 | 0 | 0 | 0 | 0 | 0 | 0 | 0 | 0 | 0 | 0 | 0 | 0 | 0 | 0 | 0 | 0 | 0 | 0 | 0 | 0 | 0 | 0
Sources of Funds
0% |  | Construction Loan |  | 0 | 0 | 0 | 0 | 0 | 0 | 0 | 0 | 0 | 0 | 0 | 0 | 0 | 0 | 0 | 0 | 0 | 0 | 0 | 0 | 0 | 0 | 0 | 0 | 0 | 0 | 0 | 0 | 0 | 0 | 0 | 0 | 0 | 0 | 0 | 0 | 0 | 0 | 0 | 0 | 0
100% |  | Equity |  | 14041 | 1170.0833 | 1170.0833 | 1170.0833 | 1170.0833 | 1170.0833 | 1170.0833 | 1170.0833 | 1170.0833 | 1170.0833 | 1170.0833 | 1170.0833 | 1170.0833 | 0 | 0 | 0 | 0 | 0 | 0 | 0 | 0 | 0 | 0 | 0 | 0 | 0 | 0 | 0 | 0 | 0 | 0 | 0 | 0 | 0 | 0 | 0 | 0 | 0 | 0 | 0 | 0
|  | Total Source |  | 14041 | 1170.0833 | 1170.0833 | 1170.0833 | 1170.0833 | 1170.0833 | 1170.0833 | 1170.0833 | 1170.0833 | 1170.0833 | 1170.0833 | 1170.0833 | 1170.0833 | 0 | 0 | 0 | 0 | 0 | 0 | 0 | 0 | 0 | 0 | 0 | 0 | 0 | 0 | 0 | 0 | 0 | 0 | 0 | 0 | 0 | 0 | 0 | 0 | 0 | 0 | 0 | 0
Construction Loan
|  | Cumulative Draws |  |  | 0 | 0 | 0 | 0 | 0 | 0 | 0 | 0 | 0 | 0 | 0 | 0 | 0 | 0 | 0 | 0 | 0 | 0 | 0 | 0 | 0 | 0 | 0 | 0 | 0 | 0 | 0 | 0 | 0 | 0 | 0 | 0 | 0 | 0 | 0 | 0 | 0 | 0 | 0 | 0
|  | IDC | 0.5654% | 0 | 0 | 0 | 0 | 0 | 0 | 0 | 0 | 0 | 0 | 0 | 0 | 0 | 0 | 0 | 0 | 0 | 0 | 0 | 0 | 0 | 0 | 0 | 0 | 0 | 0 | 0 | 0 | 0 | 0 | 0 | 0 | 0 | 0 | 0 | 0 | 0 | 0 | 0 | 0 | 0
|  | Outstanding Balance |  |  | 0 | 0 | 0 | 0 | 0 | 0 | 0 | 0 | 0 | 0 | 0 | 0 | 0 | 0 | 0 | 0 | 0 | 0 | 0 | 0 | 0 | 0 | 0 | 0 | 0 | 0 | 0 | 0 | 0 | 0 | 0 | 0 | 0 | 0 | 0 | 0 | 0 | 0 | 0 | 0
|  | Commitment Fee | 0% | 0 | 0 | 0 | 0 | 0 | 0 | 0 | 0 | 0 | 0 | 0 | 0 | 0 | 0 | 0 | 0 | 0 | 0 | 0 | 0 | 0 | 0 | 0 | 0 | 0 | 0 | 0 | 0 | 0 | 0 | 0 | 0 | 0 | 0 | 0 | 0 | 0 | 0 | 0 | 0 | 0
Option: Pari-Passu
|  | Construction Loan | 0% | 0 | 0 | 0 | 0 | 0 | 0 | 0 | 0 | 0 | 0 | 0 | 0 | 0 | 0 | 0 | 0 | 0 | 0 | 0 | 0 | 0 | 0 | 0 | 0 | 0 | 0 | 0 | 0 | 0 | 0 | 0 | 0 | 0 | 0 | 0 | 0 | 0 | 0 | 0 | 0 | 0
|  | Equity | 100% | 14041 | 1170.0833 | 1170.0833 | 1170.0833 | 1170.0833 | 1170.0833 | 1170.0833 | 1170.0833 | 1170.0833 | 1170.0833 | 1170.0833 | 1170.0833 | 1170.0833 | 0 | 0 | 0 | 0 | 0 | 0 | 0 | 0 | 0 | 0 | 0 | 0 | 0 | 0 | 0 | 0 | 0 | 0 | 0 | 0 | 0 | 0 | 0 | 0 | 0 | 0 | 0 | 0
|  | Total Source |  | 14041 | 1170.0833 | 1170.0833 | 1170.0833 | 1170.0833 | 1170.0833 | 1170.0833 | 1170.0833 | 1170.0833 | 1170.0833 | 1170.0833 | 1170.0833 | 1170.0833 | 0 | 0 | 0 | 0 | 0 | 0 | 0 | 0 | 0 | 0 | 0 | 0 | 0 | 0 | 0 | 0 | 0 | 0 | 0 | 0 | 0 | 0 | 0 | 0 | 0 | 0 | 0 | 0
Option: Equity First
|  | Construction Loan | 0% | 0 | 0 | 0 | 0 | 0 | 0 | 0 | 0 | 0 | 0 | 0 | 0 | 0 | 0 | 0 | 0 | 0 | 0 | 0 | 0 | 0 | 0 | 0 | 0 | 0 | 0 | 0 | 0 | 0 | 0 | 0 | 0 | 0 | 0 | 0 | 0 | 0 | 0 | 0 | 0 | 0
|  | Equity | 100% | 14041 | 1170.0833 | 1170.0833 | 1170.0833 | 1170.0833 | 1170.0833 | 1170.0833 | 1170.0833 | 1170.0833 | 1170.0833 | 1170.0833 | 1170.0833 | 1170.0833 | 0 | 0 | 0 | 0 | 0 | 0 | 0 | 0 | 0 | 0 | 0 | 0 | 0 | 0 | 0 | 0 | 0 | 0 | 0 | 0 | 0 | 0 | 0 | 0 | 0 | 0 | 0 | 0
|  | Total Source |  | 14041 | 1170.0833 | 1170.0833 | 1170.0833 | 1170.0833 | 1170.0833 | 1170.0833 | 1170.0833 | 1170.0833 | 1170.0833 | 1170.0833 | 1170.0833 | 1170.0833 | 0 | 0 | 0 | 0 | 0 | 0 | 0 | 0 | 0 | 0 | 0 | 0 | 0 | 0 | 0 | 0 | 0 | 0 | 0 | 0 | 0 | 0 | 0 | 0 | 0 | 0 | 0 | 0
|  | Available Equity |  | 14041 | 12870.9167 | 11700.8333 | 10530.75 | 9360.6667 | 8190.5833 | 7020.5 | 5850.4167 | 4680.3333 | 3510.25 | 2340.1667 | 1170.0833 | 0 | 0 | 0 | 0 | 0 | 0 | 0 | 0 | 0 | 0 | 0 | 0 | 0 | 0 | 0 | 0 | 0 | 0 | 0 | 0 | 0 | 0 | 0 | 0 | 0 | 0 | 0 | 0 | 0
|  | Annualized Draws |  | Dates | 2027-01-01: 2027-01-01; 2027-02-01: 2028-01-01; 2027-03-01: 2029-01-01; 2027-04-01: 2030-01-01
|  |  |  | Years | 2027-01-01: 2027; 2027-02-01: 2028; 2027-03-01: 2029; 2027-04-01: 2030; 2027-05-01: Total
|  |  |  | Total Draws | 2027-01-01: 14041; 2027-02-01: 0; 2027-03-01: 0; 2027-04-01: 0; 2027-05-01: 14041; 2027-06-01: 0
|  |  |  | Equity Draws | 2027-01-01: 14041; 2027-02-01: 0; 2027-03-01: 0; 2027-04-01: 0; 2027-05-01: 14041; 2027-06-01: 0

## Dep-Tax-WC (hidden)
Dep-Tax-WC
Storage Financial Analysis Model | [8 empty] | 1 | 2 | 3 | 4 | 5 | 6 | 7 | 8 | 9 | 10 | 11 | 12 | 13 | 14 | 15 | 16 | 17 | 18 | 19 | 20 | 21 | 22 | 23 | 24 | 25
all monetary amounts are in nominal USD
DEPRECIATION
Book Depreciation
|  | Fixed Assets |  |  |  | Life (yrs) | Depreciable | Check
|  | ● | PP&E |  |  | 20 | 11934.85 | 11934.85 | 596.7425 | 596.7425 | 596.7425 | 596.7425 | 596.7425 | 596.7425 | 596.7425 | 596.7425 | 596.7425 | 596.7425 | 596.7425 | 596.7425 | 596.7425 | 596.7425 | 596.7425 | 596.7425 | 596.7425 | 596.7425 | 596.7425 | 596.7425 | 0 | 0 | 0 | 0 | 0
|  | ● | Other Capital Costs |  |  | 5 | 0 | 0 | 0 | 0 | 0 | 0 | 0 | 0 | 0 | 0 | 0 | 0 | 0 | 0 | 0 | 0 | 0 | 0 | 0 | 0 | 0 | 0 | 0 | 0 | 0 | 0 | 0
|  | ● | Financing Costs |  |  | 5 | 0 | 0 | 0 | 0 | 0 | 0 | 0 | 0 | 0 | 0 | 0 | 0 | 0 | 0 | 0 | 0 | 0 | 0 | 0 | 0 | 0 | 0 | 0 | 0 | 0 | 0 | 0
[7 empty] | 11934.85 | 11934.85 | 596.7425 | 596.7425 | 596.7425 | 596.7425 | 596.7425 | 596.7425 | 596.7425 | 596.7425 | 596.7425 | 596.7425 | 596.7425 | 596.7425 | 596.7425 | 596.7425 | 596.7425 | 596.7425 | 596.7425 | 596.7425 | 596.7425 | 596.7425 | 0 | 0 | 0 | 0 | 0
|  | Cumulative | [5 empty] | 0 | 596.7425 | 1193.485 | 1790.2275 | 2386.97 | 2983.7125 | 3580.455 | 4177.1975 | 4773.94 | 5370.6825 | 5967.425 | 6564.1675 | 7160.91 | 7757.6525 | 8354.395 | 8951.1375 | 9547.88 | 10144.6225 | 10741.365 | 11338.1075 | 11934.85 | 11934.85 | 11934.85 | 11934.85 | 11934.85 | 11934.85
|  | Book Value | [5 empty] | 11934.85 | 11338.1075 | 10741.365 | 10144.6225 | 9547.88 | 8951.1375 | 8354.395 | 7757.6525 | 7160.91 | 6564.1675 | 5967.425 | 5370.6825 | 4773.94 | 4177.1975 | 3580.455 | 2983.7125 | 2386.97 | 1790.2275 | 1193.485 | 596.7425 | -9.0949e-13 | -9.0949e-13 | -9.0949e-13 | -9.0949e-13 | -9.0949e-13 | -9.0949e-13
Cash Depreciation
|  | Fixed Assets |  |  |  | Life (yrs) | Depreciable | Check | 14.29% | 24.49% | 17.49% | 12.49% | 8.93% | 8.92% | 8.93% | 4.46% | 0% | 0% | 0% | 0% | 0% | 0% | 0% | 0% | 0% | 0% | 0% | 0% | 0% | 0% | 0% | 0% | 0%
|  | ● | PP&E |  |  | 7 | 11934.85 | 11934.85 | 1705.4901 | 2922.8448 | 2087.4053 | 1490.6628 | 1065.7821 | 1064.5886 | 1065.7821 | 532.2943 | 0 | 0 | 0 | 0 | 0 | 0 | 0 | 0 | 0 | 0 | 0 | 0 | 0 | 0 | 0 | 0 | 0
|  | ● | Other Capital Costs |  |  | 5 | 0 | 0 | 0 | 0 | 0 | 0 | 0 | 0 | 0 | 0 | 0 | 0 | 0 | 0 | 0 | 0 | 0 | 0 | 0 | 0 | 0 | 0 | 0 | 0 | 0 | 0 | 0
|  | ● | Financing Costs |  |  | 5 | 0 | 0 | 0 | 0 | 0 | 0 | 0 | 0 | 0 | 0 | 0 | 0 | 0 | 0 | 0 | 0 | 0 | 0 | 0 | 0 | 0 | 0 | 0 | 0 | 0 | 0 | 0
[7 empty] | 11934.85 | 11934.85 | 1705.4901 | 2922.8448 | 2087.4053 | 1490.6628 | 1065.7821 | 1064.5886 | 1065.7821 | 532.2943 | 0 | 0 | 0 | 0 | 0 | 0 | 0 | 0 | 0 | 0 | 0 | 0 | 0 | 0 | 0 | 0 | 0
|  | Cumulative | [5 empty] | 0 | 1705.4901 | 4628.3348 | 6715.7401 | 8206.4029 | 9272.185 | 10336.7736 | 11402.5557 | 11934.85 | 11934.85 | 11934.85 | 11934.85 | 11934.85 | 11934.85 | 11934.85 | 11934.85 | 11934.85 | 11934.85 | 11934.85 | 11934.85 | 11934.85 | 11934.85 | 11934.85 | 11934.85 | 11934.85 | 11934.85
INCOME TAXES
|  | EBITDA | [6 empty] | 2617.6561 | 584.8463 | 463.398 | 497.2459 | 540.5115 | 558.3291 | 575.9865 | 593.4804 | 610.8076 | 627.9648 | 677.3162 | 726.4907 | 775.4848 | 824.2948 | 872.9171 | 913.7315 | 954.3506 | 994.7705 | 1034.9872 | 1074.9966 | 0 | 0 | 0 | 0 | 0
Net Income Before Tax Adjustment
|  | ● | Less: Interest Expense | [5 empty] | 0 | 0 | 0 | 0 | 0 | 0 | 0 | 0 | 0 | 0 | 0 | 0 | 0 | 0 | 0 | 0 | 0 | 0 | 0 | 0 | 0 | 0 | 0 | 0 | 0
|  | ● | Less: Cash Tax Depreciation | [5 empty] | -1705.4901 | -2922.8448 | -2087.4053 | -1490.6628 | -1065.7821 | -1064.5886 | -1065.7821 | -532.2943 | 0 | 0 | 0 | 0 | 0 | 0 | 0 | 0 | 0 | 0 | 0 | 0 | 0 | 0 | 0 | 0 | 0
|  | ● | Net Income Before Tax Adjustment (cash) | 0 | 0 | 0 | 0 | 0 | 912.166 | -2337.9984 | -1624.0073 | -993.4168 | -525.2706 | -506.2595 | -489.7957 | 61.1861 | 610.8076 | 627.9648 | 677.3162 | 726.4907 | 775.4848 | 824.2948 | 872.9171 | 913.7315 | 954.3506 | 994.7705 | 1034.9872 | 1074.9966 | 0 | 0 | 0 | 0 | 0
|  | ● | Less: Interest Expense | [5 empty] | 0 | 0 | 0 | 0 | 0 | 0 | 0 | 0 | 0 | 0 | 0 | 0 | 0 | 0 | 0 | 0 | 0 | 0 | 0 | 0 | 0 | 0 | 0 | 0 | 0
|  | ● | Less: Book Tax Depreciation | [5 empty] | -596.7425 | -596.7425 | -596.7425 | -596.7425 | -596.7425 | -596.7425 | -596.7425 | -596.7425 | -596.7425 | -596.7425 | -596.7425 | -596.7425 | -596.7425 | -596.7425 | -596.7425 | -596.7425 | -596.7425 | -596.7425 | -596.7425 | -596.7425 | 0 | 0 | 0 | 0 | 0
|  | ● | Net Income Before Tax Adjustment (book) | 0 | 0 | 0 | 0 | 0 | 2020.9136 | -11.8962 | -133.3445 | -99.4966 | -56.231 | -38.4134 | -20.756 | -3.2621 | 14.0651 | 31.2223 | 80.5737 | 129.7482 | 178.7423 | 227.5523 | 276.1746 | 316.989 | 357.6081 | 398.028 | 438.2447 | 478.2541 | 0 | 0 | 0 | 0 | 0
Loss Carry Forward
|  | ● | Loss Carry Forward (cash) | [5 empty] | 0 | 0 | -2337.9984 | -3962.0057 | -4955.4225 | -5480.6931 | -5986.9526 | -6476.7483 | -6415.5622 | -5804.7546 | -5176.7898 | -4499.4736 | -3772.9829 | -2997.4981 | -2173.2033 | -1300.2861 | -386.5546 | 0 | 0 | 0 | 0 | 0 | 0 | 0 | 0
|  | ● | Loss Carry Forward (book) | [5 empty] | 0 | 0 | -11.8962 | -145.2407 | -244.7372 | -300.9682 | -339.3816 | -360.1377 | -363.3998 | -349.3347 | -318.1124 | -237.5387 | -107.7904 | 0 | 0 | 0 | 0 | 0 | 0 | 0 | 0 | 0 | 0 | 0 | 0
Taxable Income
|  | ● | Net Income Before Tax Adjustment (cash) | [5 empty] | 912.166 | -2337.9984 | -1624.0073 | -993.4168 | -525.2706 | -506.2595 | -489.7957 | 61.1861 | 610.8076 | 627.9648 | 677.3162 | 726.4907 | 775.4848 | 824.2948 | 872.9171 | 913.7315 | 954.3506 | 994.7705 | 1034.9872 | 1074.9966 | 0 | 0 | 0 | 0 | 0
|  | ● | Total Losses Used for Income Tax Exemption (cash) | [5 empty] | 0 | 0 | -2337.9984 | -3962.0057 | -4955.4225 | -5480.6931 | -5986.9526 | -6476.7483 | -6415.5622 | -5804.7546 | -5176.7898 | -4499.4736 | -3772.9829 | -2997.4981 | -2173.2033 | -1300.2861 | -386.5546 | 0 | 0 | 0 | 0 | 0 | 0 | 0 | 0
|  |  | Cash |  |  |  |  | 0 | 912.166 | -2337.9984 | -3962.0057 | -4955.4225 | -5480.6931 | -5986.9526 | -6476.7483 | -6415.5622 | -5804.7546 | -5176.7898 | -4499.4736 | -3772.9829 | -2997.4981 | -2173.2033 | -1300.2861 | -386.5546 | 567.796 | 994.7705 | 1034.9872 | 1074.9966 | 0 | 0 | 0 | 0 | 0
|  | ● | Net Income Before Tax Adjustment (book) | [5 empty] | 2020.9136 | -11.8962 | -133.3445 | -99.4966 | -56.231 | -38.4134 | -20.756 | -3.2621 | 14.0651 | 31.2223 | 80.5737 | 129.7482 | 178.7423 | 227.5523 | 276.1746 | 316.989 | 357.6081 | 398.028 | 438.2447 | 478.2541 | 0 | 0 | 0 | 0 | 0
|  | ● | Total Losses Used for Income Tax Exemption (book) | [5 empty] | 0 | 0 | -11.8962 | -145.2407 | -244.7372 | -300.9682 | -339.3816 | -360.1377 | -363.3998 | -349.3347 | -318.1124 | -237.5387 | -107.7904 | 0 | 0 | 0 | 0 | 0 | 0 | 0 | 0 | 0 | 0 | 0 | 0
|  |  | Book |  |  |  |  | 0 | 2020.9136 | -11.8962 | -145.2407 | -244.7372 | -300.9682 | -339.3816 | -360.1377 | -363.3998 | -349.3347 | -318.1124 | -237.5387 | -107.7904 | 70.9519 | 227.5523 | 276.1746 | 316.989 | 357.6081 | 398.028 | 438.2447 | 478.2541 | 0 | 0 | 0 | 0 | 0
Income Taxes
|  | ● | Cash | [5 empty] | 266.8086 | 0 | 0 | 0 | 0 | 0 | 0 | 0 | 0 | 0 | 0 | 0 | 0 | 0 | 0 | 0 | 166.0803 | 290.9704 | 302.7337 | 314.4365 | 0 | 0 | 0 | 0 | 0
|  | ● | Book | [5 empty] | 591.1172 | 0 | 0 | 0 | 0 | 0 | 0 | 0 | 0 | 0 | 0 | 0 | 20.7534 | 66.5591 | 80.7811 | 92.7193 | 104.6004 | 116.4232 | 128.1866 | 139.8893 | 0 | 0 | 0 | 0 | 0
|  |  | Deferred Taxes |  |  |  |  | 0 | 324.3087 | 0 | 0 | 0 | 0 | 0 | 0 | 0 | 0 | 0 | 0 | 0 | 20.7534 | 66.5591 | 80.7811 | 92.7193 | -61.48 | -174.5472 | -174.5472 | -174.5472 | 0 | 0 | 0 | 0 | 0
|  |  | Cumulative Deferred Taxes | [5 empty] | 324.3087 | 324.3087 | 324.3087 | 324.3087 | 324.3087 | 324.3087 | 324.3087 | 324.3087 | 324.3087 | 324.3087 | 324.3087 | 324.3087 | 345.0621 | 411.6211 | 492.4022 | 585.1215 | 523.6415 | 349.0944 | 174.5472 | -2.8422e-13 | -2.8422e-13 | -2.8422e-13 | -2.8422e-13 | -2.8422e-13 | -2.8422e-13
WORKING CAPITAL
Amounts Receivable
|  |  | Days Receivable | 30
|  |  | Days in Year | 365
|  |  | Revenue | [5 empty] | 3002.6561 | 969.8463 | 848.398 | 889.9459 | 941.0655 | 966.8942 | 992.7228 | 1018.5515 | 1044.3801 | 1070.2088 | 1128.4051 | 1186.6014 | 1244.7976 | 1302.9939 | 1361.1902 | 1411.7701 | 1462.3499 | 1512.9298 | 1563.5097 | 1614.0895 | 0 | 0 | 0 | 0 | 0
|  |  | Revenue Receivable | [5 empty] | 246.7937 | 79.7134 | 69.7313 | 73.1462 | 77.3479 | 79.4708 | 81.5937 | 83.7166 | 85.8395 | 87.9624 | 92.7456 | 97.5289 | 102.3121 | 107.0954 | 111.8786 | 116.0359 | 120.1931 | 124.3504 | 128.5076 | 132.6649 | 0 | 0 | 0 | 0 | 0
|  |  | VAT Receivable | [5 empty] | 0 | 0 | 0 | 0 | 0 | 0 | 0 | 0 | 0 | 0 | 0 | 0 | 0 | 0 | 0 | 0 | 0 | 0 | 0 | 0 | 0 | 0 | 0 | 0 | 0
|  |  | Total Receivable |  |  |  |  | 0 | 246.7937 | 79.7134 | 69.7313 | 73.1462 | 77.3479 | 79.4708 | 81.5937 | 83.7166 | 85.8395 | 87.9624 | 92.7456 | 97.5289 | 102.3121 | 107.0954 | 111.8786 | 116.0359 | 120.1931 | 124.3504 | 128.5076 | 132.6649 | 0 | 0 | 0 | 0 | 0
Amounts Payable
|  |  | Days Payable | 30
|  |  | Direct Expenses | [5 empty] | 385 | 385 | 385 | 392.7 | 400.554 | 408.5651 | 416.7364 | 425.0711 | 433.5725 | 442.244 | 451.0889 | 460.1106 | 469.3129 | 478.6991 | 488.2731 | 498.0386 | 507.9993 | 518.1593 | 528.5225 | 539.0929 | 0 | 0 | 0 | 0 | 0
|  |  | Total Payable |  |  |  |  | 0 | 31.6438 | 31.6438 | 31.6438 | 32.2767 | 32.9222 | 33.5807 | 34.2523 | 34.9374 | 35.6361 | 36.3488 | 37.0758 | 37.8173 | 38.5737 | 39.3451 | 40.132 | 40.9347 | 41.7534 | 42.5884 | 43.4402 | 44.309 | 0 | 0 | 0 | 0 | 0
|  | Inventory | [5 empty] | 0 | 0 | 0 | 0 | 0 | 0 | 0 | 0 | 0 | 0 | 0 | 0 | 0 | 0 | 0 | 0 | 0 | 0 | 0 | 0 | 0 | 0 | 0 | 0 | 0 | 0
Working Capital
|  |  | Decrease (Increase) in Accounts Receivable | [5 empty] | -246.7937 | 167.0803 | 9.9821 | -3.4149 | -4.2016 | -2.1229 | -2.1229 | -2.1229 | -2.1229 | -2.1229 | -4.7833 | -4.7833 | -4.7833 | -4.7833 | -4.7833 | -4.1572 | -4.1572 | -4.1572 | -4.1572 | -4.1572 | 132.6649 | 0 | 0 | 0 | 0
|  |  | Decrease (Increase) in Inventory | [5 empty] | 0 | 0 | 0 | 0 | 0 | 0 | 0 | 0 | 0 | 0 | 0 | 0 | 0 | 0 | 0 | 0 | 0 | 0 | 0 | 0 | 0 | 0 | 0 | 0 | 0
|  |  | Increase (Decrease) in Accounts Payable | [5 empty] | 31.6438 | 0 | 0 | 0.63288 | 0.64553 | 0.65844 | 0.67161 | 0.68505 | 0.69875 | 0.71272 | 0.72698 | 0.74152 | 0.75635 | 0.77147 | 0.7869 | 0.80264 | 0.81869 | 0.83507 | 0.85177 | 0.8688 | -44.309 | 0 | 0 | 0 | 0
|  |  | Net Change in Working Capital | [5 empty] | -215.1498 | 167.0803 | 9.9821 | -2.782 | -3.5561 | -1.4645 | -1.4513 | -1.4379 | -1.4242 | -1.4102 | -4.0563 | -4.0417 | -4.0269 | -4.0118 | -3.9964 | -3.3546 | -3.3386 | -3.3222 | -3.3055 | -3.2884 | 88.3559 | 0 | 0 | 0 | 0
MACR Table
[7 empty] | Year | 1 | 2 | 3 | 4 | 5 | 6 | 7 | 8 | 9 | 10 | 11 | 12 | 13 | 14 | 15 | 16 | 17 | 18 | 19 | 20 | 21 | 22 | 23 | 24 | 25
[7 empty] | 3 | 33.33% | 44.45% | 14.81% | 7.41% | 0% | 0% | 0% | 0% | 0% | 0% | 0% | 0% | 0% | 0% | 0% | 0% | 0% | 0% | 0% | 0% | 0% | 0% | 0% | 0% | 0%
[7 empty] | 5 | 20% | 32% | 19.2% | 11.52% | 11.52% | 5.76% | 0% | 0% | 0% | 0% | 0% | 0% | 0% | 0% | 0% | 0% | 0% | 0% | 0% | 0% | 0% | 0% | 0% | 0% | 0%
[7 empty] | 7 | 14.29% | 24.49% | 17.49% | 12.49% | 8.93% | 8.92% | 8.93% | 4.46% | 0% | 0% | 0% | 0% | 0% | 0% | 0% | 0% | 0% | 0% | 0% | 0% | 0% | 0% | 0% | 0% | 0%
[7 empty] | 10 | 10% | 18% | 14.4% | 11.52% | 9.22% | 7.37% | 6.55% | 6.55% | 6.56% | 6.55% | 3.28% | 0% | 0% | 0% | 0% | 0% | 0% | 0% | 0% | 0% | 0% | 0% | 0% | 0% | 0%
[7 empty] | 15 | 5% | 9.5% | 8.55% | 7.7% | 6.93% | 6.23% | 5.9% | 5.9% | 5.91% | 5.9% | 5.91% | 5.9% | 5.91% | 5.9% | 5.91% | 2.95% | 0% | 0% | 0% | 0% | 0% | 0% | 0% | 0% | 0%
[7 empty] | 20 | 3.75% | 7.219% | 6.677% | 6.177% | 5.713% | 5.285% | 4.888% | 4.522% | 4.462% | 4.461% | 4.462% | 4.461% | 4.462% | 4.461% | 4.462% | 4.461% | 4.462% | 4.461% | 4.462% | 4.461% | 4.461% | 4.461% | 4.461% | 4.461% | 4.461%

## Debt (hidden)
Debt
Storage Financial Analysis Model | [5 empty] | 1 | 2 | 3 | 4 | 5 | 6 | 7 | 8 | 9 | 10 | 11 | 12 | 13 | 14 | 15 | 16 | 17 | 18 | 19 | 20 | 21 | 22 | 23 | 24 | 25
all monetary amounts are in nominal USD
DEBT SERVICE
|  |  | Loan amount | 0
|  |  | Maturity | 10 | years
|  |  | Interest Rate | 7%
|  |  | Style | 2
|  | ● | Principal Payment | 0 |  | 0 | 0 | 0 | 0 | 0 | 0 | 0 | 0 | 0 | 0 | 0 | 0 | 0 | 0 | 0 | 0 | 0 | 0 | 0 | 0 | 0 | 0 | 0 | 0 | 0
|  | ● | Interest Payment |  |  | 0 | 0 | 0 | 0 | 0 | 0 | 0 | 0 | 0 | 0 | 0 | 0 | 0 | 0 | 0 | 0 | 0 | 0 | 0 | 0 | 0 | 0 | 0 | 0 | 0
|  | ● | Total Debt service |  |  | 0 | 0 | 0 | 0 | 0 | 0 | 0 | 0 | 0 | 0 | 0 | 0 | 0 | 0 | 0 | 0 | 0 | 0 | 0 | 0 | 0 | 0 | 0 | 0 | 0
|  |  | Check |  |  | 0 | 0 | 0 | 0 | 0 | 0 | 0 | 0 | 0 | 0 | 0 | 0 | 0 | 0 | 0 | 0 | 0 | 0 | 0 | 0 | 0 | 0 | 0 | 0 | 0
|  | Amortization |  |  | 0 | 0 | 0 | 0 | 0 | 0 | 0 | 0 | 0 | 0 | 0 | 0 | 0 | 0 | 0 | 0 | 0 | 0 | 0 | 0 | 0 | 0 | 0 | 0 | 0 | 0
Pre-tax DSCR
Post-tax DSCR
Minimum DSCR
|  |  | Pre-tax | 0
|  |  | Post-tax | 0
|  |  | Cash Available to service the debt |  |  | 2617.6561 | 584.8463 | 463.398 | 497.2459 | 540.5115 | 558.3291 | 575.9865 | 593.4804 | 610.8076 | 627.9648 | 677.3162 | 726.4907 | 775.4848 | 824.2948 | 872.9171 | 913.7315 | 954.3506 | 994.7705 | 1034.9872 | 1074.9966 | 0 | 0 | 0 | 0 | 0
|  |  | Interest |  |  | 0 | 0 | 0 | 0 | 0 | 0 | 0 | 0 | 0 | 0 | 0 | 0 | 0 | 0 | 0 | 0 | 0 | 0 | 0 | 0 | 0 | 0 | 0 | 0 | 0
|  |  | Principal |  |  | 0 | 0 | 0 | 0 | 0 | 0 | 0 | 0 | 0 | 0 | 0 | 0 | 0 | 0 | 0 | 0 | 0 | 0 | 0 | 0 | 0 | 0 | 0 | 0 | 0
|  |  | Cash Available | Delta |  | 2617.6561 | 584.8463 | 463.398 | 497.2459 | 540.5115 | 558.3291 | 575.9865 | 593.4804 | 610.8076 | 627.9648 | 677.3162 | 726.4907 | 775.4848 | 824.2948 | 872.9171 | 913.7315 | 954.3506 | 994.7705 | 1034.9872 | 1074.9966 | 0 | 0 | 0 | 0 | 0